## Price assumpt
CER prices
CER price | $/tCO2 | 13
Rs/US$ |  | 40
PPA Tarrif |  | From signed UPPCL PPA
Year 1 | Rs/kWh | 2.86
Year 2 | Rs/kWh | 2.89
Year 3 | Rs/kWh | 2.93
Year 4 | Rs/kWh | 2.97
Year 5 | Rs/kWh | 3.02
Year 6 | Rs/kWh | 3.02
Year 7 | Rs/kWh | 3.02
Year 8 | Rs/kWh | 3.02
Year 9 | Rs/kWh | 3.02
Year 10 | Rs/kWh | 3.02

## Cash Flow & IRR
|  | 2006 | 2007 | 2008 | 2009 | 2010 | 2011 | 2012 | 2013 | 2014 | 2015
|  | 1 | 2 | 3 | 4 | 5 | 6 | 7 | 8 | 9 | 10
Electricity | MWh | 20736 | 28823 | 28823 | 28823 | 28823 | 28823 | 28823 | 28823 | 28823 | 28823
Deduction for billable | 2% | 414.72 | 576.46 | 576.46 | 576.46 | 576.46 | 576.46 | 576.46 | 576.46 | 576.46 | 576.46
Tripping | 10% | 2073.6 | 2882.3 | 2882.3 | 2882.3 | 2882.3 | 2882.3 | 2882.3 | 2882.3 | 2882.3 | 2882.3
Actual export | MWh | 18247.68 | 25364.24 | 25364.24 | 25364.24 | 25364.24 | 25364.24 | 25364.24 | 25364.24 | 25364.24 | 25364.24
Revenue, Rs 1000
Electricity |  | 52188.3648 | 73302.6536 | 74317.2232 | 75331.7928 | 76600.0048 | 76600.0048 | 76600.0048 | 76600.0048 | 76600.0048 | 76600.0048
Costs, Rs 1000
O&M |  | 11001.9593 | 11442.0377 | 11899.7192 | 12375.7079 | 12870.7363 | 13385.5657 | 13920.9883 | 14477.8279 | 15056.941 | 15659.2186
Admin |  | 4000 | 4160 | 4326.4 | 4499.456 | 4679.4342 | 4866.6116 | 5061.2761 | 5263.7271 | 5474.2762 | 5693.2472
UPEB maintenance |  | 3076.307 | 3199.3593 | 3327.3337 | 3460.427 | 3598.8441 | 3742.7978 | 3892.5098 | 4048.2101 | 4210.1385 | 4378.5441
PBIDT
Project flows | -220039.186 | 34110.0985 | 54501.2566 | 54763.7704 | 54996.2019 | 55450.9902 | 54605.0296 | 53725.2306 | 52810.2397 | 51858.6491 | 50868.9948
Project IRR | 18.79%
|  | 2006 | 2007 | 2008 | 2009 | 2010 | 2011 | 2012 | 2013 | 2014 | 2015
|  | 1 | 2 | 3 | 4 | 5 | 6 | 7 | 8 | 9 | 10
PBIDT |  | 34110.0985 | 54501.2566 | 54763.7704 | 54996.2019 | 55450.9902 | 54605.0296 | 53725.2306 | 52810.2397 | 51858.6491 | 50868.9948
CER revenues |  | 9812.4 | 13639.08 | 13639.08 | 13639.08 | 13639.08 | 13639.08 | 13639.08 | 13639.08 | 13639.08 | 13639.08
PBIDT with CERs |  | 43922.4985 | 68140.3366 | 68402.8504 | 68635.2819 | 69090.0702 | 68244.1096 | 67364.3106 | 66449.3197 | 65497.7291 | 64508.0748
Project flows | -220039.186 | 43922.4985 | 68140.3366 | 68402.8504 | 68635.2819 | 69090.0702 | 68244.1096 | 67364.3106 | 66449.3197 | 65497.7291 | 64508.0748
Project IRR | 25.48%
Note on A13: Taylor: 5% of investment cost
Note on A14: salary for 13 staff
Note on A15: Taylor: 5% cost of line
Note on A17: Santosh: Profit before interest depreciation and tax

## Project cost
ITEM DESCRIPTION | SUPPLIER | P.O.NO. | AMOUNT(ALL INCL.)
12 MW TURBINE with Alternator | TRIVENI | 5121000700 | 114924160
12 MW TURBINE (ERECTION) | TRIMURTI | 6056000100 | 858636
TURBINE WITH ALTERNATOR |  |  | 115782796
CEMENT AND TOR STEEL | BIRLA CEMENT & SAIL |  | 11309478
CIVIL WORK |  |  | 11309478
15 MVA SWITCH YARD-(S) | IPPL | 6031001103 | 27355067
15 MVA SWITCH YARD-(E) | BOOM | 6043000701 | 2788082
TRANSMISSION LINE | EXECUTIVE ENG. |  | 21424000
H.T.CABLE - 400 SQ.MM. | UNIVERSAL | 6085009900 | 8129626
BABY APEX MAKE METERING SYSTEM (S) | BOOM | 7011000800 | 860734
BABY APEX MAKE METERING SYSTEM (E) | BOOM | 6123000200 | 30866
HT ELECTRICAL ERE.& COMM. OF12MW TURBINE | GEETU | 7013000400 | 937765
Switch Yard and Transmission Line |  |  | 61526140
STEAM PIPING H.P | DEE DEVELOP. | 6081000200 | 9262494
COOLING TOWER (1100 M3/HR) (S) | ARMEC | 6061001801 | 3459822
COOLING TOWER (1100 M3/HR) (E) | PRELUDE | 6073000101 | 415961
COOLIN TOWER, MCC PANEL | RST ELECTRICAL |  | 1350000
C.T.PUMP (1200 M3/HR) | VIKAS | 6121000700 | 482439
C.T.MOTOR (250 HP) | ALSTOM | 6081000300 | 1345822
COOLING TOWER |  |  | 7054044
Other Misc Exp |  |  | 15104234
Project Cost, Rs |  |  | 220039186
Project Cost, Rs Lac |  |  | 2200.3919

## WACC
CAPM MODEL
BHL |  |  |  | Market risk
Risk-free rate (Rf) | 7.835% | http://www.rbi.org.in/home.aspx# for a 10 yr period |  | 2006-2006 | 41.64%
Market risk (Rm) |  |  |  | 2005-2006 | 39.28%
2004-2006 | 31.61% | Data from Sensex, www.bseindia.com |  | 2004-2006 | 31.61%
Market risk premium (Rm-Rf) | 23.77%
Beta | 0.929
Cost of equity | 29.92%
|  | Amount of debt/equity | http://www.bajajhindusthan.com/downloads/BHL%20Annual%20Accounts%20FY%202005-06.pdf
Debt % | 52.39% | 15060.83
Equity% | 47.61% | 13686.66
Bank lending rate | 11.5%
WACC | 20.27%

## Sensex
Year | Date | Open | High | Low | Close | Price/Earnings | Price/Bookvalue | Dividend Yield | Adjusted Close | Return
| 2007-12-31 | 5812.38 | 5876.55 | 5801.52 | 5838.96 | 18.86 | 3.55 | 1.78 | 5840.74
2004 | 2007-01-01 | 5872.48 | 5936.41 | 5868.27 | 5915.47 | 19.19 | 3.61 | 1.75 | 5917.22 | 0.013094
| 2007-01-02 | 5944.23 | 6034.38 | 5944.23 | 6026.59 | 19.85 | 3.74 | 1.69 | 6028.28 | 0.018769
| 2007-01-05 | 6050.48 | 6078.11 | 5964.65 | 6039 | 19.92 | 3.75 | 1.68 | 6040.68 | 0.002057
| 2007-01-06 | 6068.68 | 6121.2 | 5916.33 | 5943.64 | 19.49 | 3.67 | 1.72 | 5945.36 | -0.01578
| 2007-01-07 | 5970.35 | 5985.3 | 5870.55 | 5957.02 | 19.6 | 3.69 | 1.71 | 5958.73 | 0.0022488
| 2007-01-08 | 5992.1 | 6118.62 | 5992.1 | 6108.54 | 20.21 | 3.81 | 1.66 | 6110.2 | 0.02542
| 2007-01-09 | 6211.06 | 6249.6 | 6096.68 | 6119.59 | 20.11 | 3.79 | 1.67 | 6121.26 | 0.0018101
| 2007-01-12 | 6152.22 | 6152.22 | 6037.3 | 6067.76 | 19.8 | 3.73 | 1.69 | 6069.45 | -0.0084639
| 2007-01-13 | 6084.65 | 6147.74 | 6011.57 | 6132.97 | 19.9 | 3.75 | 1.68 | 6134.65 | 0.010742
| 2007-01-14 | 6157.88 | 6215.02 | 6157.88 | 6194.11 | 20.05 | 3.78 | 1.67 | 6195.78 | 0.0099647
| 2007-01-15 | 6219.81 | 6248.81 | 6045.3 | 6063.91 | 19.67 | 3.71 | 1.7 | 6065.61 | -0.021009
| 2007-01-16 | 6068.66 | 6072.03 | 5914.02 | 5946.19 | 19.3 | 3.64 | 1.74 | 5947.93 | -0.019401
| 2007-01-19 | 5967.39 | 6076.97 | 5870.99 | 6064.1 | 19.7 | 3.71 | 1.7 | 6065.8 | 0.019817
| 2007-01-20 | 6099.94 | 6130.09 | 5899.71 | 5922.11 | 19.27 | 3.63 | 1.74 | 5923.85 | -0.023402
| 2007-01-21 | 5927.42 | 5962.36 | 5728.32 | 5758.19 | 18.51 | 3.49 | 1.81 | 5760 | -0.027659
| 2007-01-22 | 5793.83 | 5852.96 | 5567.68 | 5593.74 | 18.03 | 3.4 | 1.86 | 5595.6 | -0.028542
| 2007-01-23 | 5646.33 | 5832.74 | 5596.57 | 5816.64 | 18.88 | 3.56 | 1.78 | 5818.42 | 0.039821
| 2007-01-27 | 5854.35 | 6005.54 | 5791.74 | 5993.06 | 19.53 | 3.68 | 1.72 | 5994.78 | 0.030311
| 2007-01-28 | 5980.88 | 6030.55 | 5815.2 | 5876.05 | 19.04 | 3.59 | 1.76 | 5877.81 | -0.019512
| 2007-01-29 | 5865.21 | 5921.72 | 5774.31 | 5802.75 | 18.77 | 3.53 | 1.79 | 5804.54 | -0.012466
| 2007-01-30 | 5841.21 | 5854.29 | 5685.64 | 5695.67 | 18.36 | 3.46 | 1.83 | 5697.5 | -0.018441
| 2007-02-03 | 5715.46 | 5715.46 | 5550.17 | 5620.98 | 17.95 | 3.38 | 1.87 | 5622.85 | -0.013102
| 2007-02-04 | 5633.15 | 5769.79 | 5574.68 | 5756.76 | 18.41 | 3.47 | 1.82 | 5758.58 | 0.024139
| 2007-02-05 | 5756.3 | 5820.45 | 5648.14 | 5720.63 | 18.28 | 3.44 | 1.83 | 5722.46 | -0.0062724
| 2007-02-06 | 5710.13 | 5800.94 | 5683.61 | 5786.35 | 18.59 | 3.5 | 1.8 | 5788.15 | 0.011479
| 2007-02-09 | 5810.21 | 5935.68 | 5807.73 | 5926.22 | 19.03 | 3.58 | 1.76 | 5927.98 | 0.024158
| 2007-02-10 | 5937.46 | 5972.94 | 5866.62 | 5932.52 | 19.01 | 3.58 | 1.76 | 5934.28 | 0.0010628
| 2007-02-11 | 5936.41 | 5958.91 | 5905.23 | 5949.78 | 19.11 | 3.6 | 1.75 | 5951.53 | 0.0029068
| 2007-02-12 | 5973.71 | 5986.41 | 5886.98 | 5936.96 | 19.06 | 3.59 | 1.76 | 5938.72 | -0.0021524
| 2007-02-13 | 5936.65 | 6017.01 | 5922.38 | 6011.66 | 19.31 | 3.64 | 1.74 | 6013.4 | 0.012575
| 2007-02-16 | 6025.85 | 6063.91 | 6001.57 | 6012.35 | 19.28 | 3.63 | 1.74 | 6014.09 | 0.00011474
| 2007-02-17 | 6018.95 | 6058.99 | 5999.13 | 6035.8 | 19.28 | 3.63 | 1.74 | 6037.54 | 0.0038992
| 2007-02-18 | 6060.14 | 6082.8 | 6018.81 | 6027.02 | 19.45 | 3.66 | 1.72 | 6028.74 | -0.0014575
| 2007-02-19 | 6041.36 | 6041.36 | 5845.07 | 5855.1 | 18.9 | 3.56 | 1.77 | 5856.87 | -0.028508
| 2007-02-20 | 5847.97 | 5893.62 | 5770.87 | 5850.72 | 18.88 | 3.56 | 1.78 | 5852.5 | -0.00074613
| 2007-02-23 | 5869.61 | 5875.23 | 5680.36 | 5698.04 | 18.35 | 3.46 | 1.83 | 5699.87 | -0.026079
| 2007-02-24 | 5686.81 | 5748.15 | 5606.84 | 5734.44 | 18.43 | 3.47 | 1.82 | 5736.26 | 0.0063844
| 2007-02-25 | 5746.79 | 5746.79 | 5606.86 | 5618.15 | 17.94 | 3.38 | 1.87 | 5620.02 | -0.020264
| 2007-02-26 | 5639.83 | 5723.31 | 5556.31 | 5567.12 | 17.9 | 3.37 | 1.87 | 5568.99 | -0.00908
| 2007-02-27 | 5595.83 | 5683.29 | 5551.64 | 5667.51 | 18.24 | 3.44 | 1.84 | 5669.35 | 0.018021
| 2007-03-01 | 5649.3 | 5831.55 | 5649.3 | 5823.17 | 18.88 | 3.56 | 1.78 | 5824.95 | 0.027446
| 2007-03-03 | 5830.77 | 5870.63 | 5792.97 | 5842.2 | 18.87 | 3.55 | 1.78 | 5843.98 | 0.003267
| 2007-03-04 | 5842.41 | 5872.75 | 5769.34 | 5815.87 | 18.81 | 3.54 | 1.78 | 5817.65 | -0.0045055
| 2007-03-05 | 5834.37 | 5892.78 | 5818.77 | 5880.35 | 19.14 | 3.61 | 1.75 | 5882.1 | 0.011078
| 2007-03-08 | 5899.26 | 5951.03 | 5898.57 | 5935.19 | 19.52 | 3.68 | 1.72 | 5936.91 | 0.0093181
| 2007-03-09 | 5923.35 | 5923.35 | 5794.82 | 5850.61 | 19.26 | 3.63 | 1.74 | 5852.35 | -0.014243
| 2007-03-10 | 5833.19 | 5833.19 | 5745.56 | 5759.29 | 19.04 | 3.59 | 1.76 | 5761.05 | -0.015601
| 2007-03-11 | 5737.69 | 5763.71 | 5634.4 | 5649.86 | 18.7 | 3.52 | 1.79 | 5651.65 | -0.01899
| 2007-03-12 | 5632.13 | 5735.94 | 5570.81 | 5700.4 | 18.72 | 3.53 | 1.79 | 5702.19 | 0.0089425
| 2007-03-15 | 5745.06 | 5764.2 | 5505.98 | 5520.66 | 18.2 | 3.43 | 1.84 | 5522.5 | -0.031512
| 2007-03-16 | 5471.17 | 5551.92 | 5434.97 | 5525.09 | 18.38 | 3.46 | 1.82 | 5526.91 | 0.00079855
| 2007-03-17 | 5545.83 | 5560.15 | 5482.63 | 5535.69 | 18.46 | 3.48 | 1.82 | 5537.51 | 0.0019179
| 2007-03-18 | 5539.72 | 5540.68 | 5399.05 | 5414.94 | 18.14 | 3.42 | 1.85 | 5416.79 | -0.0218
| 2007-03-19 | 5410.48 | 5496.68 | 5386.62 | 5443.44 | 18.18 | 3.43 | 1.84 | 5445.28 | 0.0052596
| 2007-03-22 | 5446.88 | 5446.88 | 5347.05 | 5365.4 | 17.9 | 3.37 | 1.87 | 5367.27 | -0.014326
| 2007-03-23 | 5356.97 | 5450.38 | 5324.78 | 5400.99 | 18.01 | 3.39 | 1.86 | 5402.85 | 0.0066291
| 2007-03-24 | 5412.13 | 5435.4 | 5345.15 | 5395.28 | 18.04 | 3.4 | 1.86 | 5397.14 | -0.0010568
| 2007-03-25 | 5403.38 | 5438.86 | 5368.88 | 5414.44 | 18.07 | 3.4 | 1.86 | 5416.3 | 0.00355
| 2007-03-26 | 5448.29 | 5552.34 | 5448.29 | 5528.94 | 18.4 | 3.47 | 1.82 | 5530.76 | 0.021133
| 2007-03-29 | 5538.52 | 5578.74 | 5495.31 | 5571.37 | 18.49 | 3.48 | 1.81 | 5573.18 | 0.0076698
| 2007-03-30 | 5595.93 | 5608.31 | 5509.58 | 5520.44 | 18.37 | 3.46 | 1.83 | 5522.27 | -0.0091348
| 2007-03-31 | 5518.43 | 5599.6 | 5493.12 | 5590.6 | 18.57 | 3.5 | 1.81 | 5592.41 | 0.012701
| 2007-04-01 | 5599.12 | 5750.29 | 5599.12 | 5740.85 | 18.95 | 3.57 | 1.77 | 5742.62 | 0.02686
| 2007-04-02 | 5762.81 | 5799.16 | 5700.6 | 5788.08 | 19.21 | 3.62 | 1.75 | 5789.83 | 0.008221
| 2007-04-05 | 5809.74 | 5905.35 | 5798.37 | 5838.02 | 19.31 | 3.64 | 1.74 | 5839.76 | 0.0086237
| 2007-04-06 | 5886.02 | 5897.56 | 5780.94 | 5822.42 | 19.27 | 3.63 | 1.74 | 5824.16 | -0.0026713
| 2007-04-07 | 5827.07 | 5860.67 | 5774.88 | 5815.13 | 19.22 | 3.62 | 1.74 | 5816.87 | -0.0012517
| 2007-04-08 | 5824.37 | 5864.55 | 5783.74 | 5838.45 | 19.46 | 3.67 | 1.72 | 5840.17 | 0.0040056
| 2007-04-12 | 5856.44 | 5867.07 | 5760.25 | 5783.79 | 19.29 | 3.63 | 1.74 | 5785.53 | -0.0093559
| 2007-04-13 | 5823.53 | 5920.18 | 5743.58 | 5904.52 | 19.7 | 3.71 | 1.7 | 5906.22 | 0.020861
| 2007-04-15 | 5923.84 | 5927.04 | 5824.21 | 5843.97 | 19.5 | 3.67 | 1.72 | 5845.69 | -0.010249
| 2007-04-16 | 5868.39 | 5903.13 | 5843.77 | 5862.82 | 19.55 | 3.68 | 1.71 | 5864.53 | 0.0032229
| 2007-04-17 | 5878.17 | 5881.48 | 5852.13 | 5861.63 | 19.55 | 3.68 | 1.72 | 5863.35 | -0.00020121
| 2007-04-19 | 5875.53 | 5895.17 | 5782.37 | 5800.54 | 19.29 | 3.63 | 1.74 | 5802.28 | -0.010416
| 2007-04-20 | 5814.88 | 5819.92 | 5765.38 | 5804.81 | 19.28 | 3.63 | 1.74 | 5806.55 | 0.00073592
| 2007-04-21 | 5803.7 | 5890.02 | 5783.92 | 5876.42 | 19.53 | 3.68 | 1.72 | 5878.14 | 0.012329
| 2007-04-22 | 5888.17 | 5947.57 | 5863.6 | 5924.18 | 19.68 | 3.71 | 1.7 | 5925.88 | 0.0081216
| 2007-04-23 | 5941.1 | 5979.25 | 5905.58 | 5925.58 | 19.68 | 3.71 | 1.7 | 5927.28 | 0.00023625
| 2007-04-27 | 5868.33 | 5868.33 | 5704.28 | 5712.28 | 18.98 | 3.57 | 1.77 | 5714.05 | -0.035974
| 2007-04-28 | 5709.43 | 5757.52 | 5659.83 | 5713.09 | 18.96 | 3.57 | 1.77 | 5714.86 | 0.00014176
| 2007-04-29 | 5710.56 | 5710.56 | 5626.41 | 5668.43 | 18.88 | 3.56 | 1.78 | 5670.21 | -0.007813
| 2007-04-30 | 5674.76 | 5710.45 | 5632.99 | 5655.09 | 18.83 | 3.55 | 1.78 | 5656.87 | -0.0023526
| 2007-05-03 | 5645.86 | 5645.86 | 5506 | 5584.99 | 18.68 | 3.52 | 1.79 | 5586.78 | -0.01239
| 2007-05-04 | 5616.41 | 5677.11 | 5616.41 | 5647.15 | 18.96 | 3.57 | 1.77 | 5648.92 | 0.011123
| 2007-05-05 | 5665.67 | 5695.18 | 5648.64 | 5686.19 | 19.1 | 3.6 | 1.76 | 5687.95 | 0.0069093
| 2007-05-06 | 5749.98 | 5772.64 | 5739.26 | 5757.3 | 19.27 | 3.63 | 1.74 | 5759.04 | 0.012498
| 2007-05-07 | 5748.34 | 5748.34 | 5645.79 | 5669.58 | 18.96 | 3.57 | 1.76 | 5671.34 | -0.015228
| 2007-05-10 | 5628.61 | 5628.61 | 5501.17 | 5555.84 | 18.62 | 3.51 | 1.8 | 5557.64 | -0.020048
| 2007-05-11 | 5472.03 | 5472.03 | 5309.42 | 5325.9 | 17.92 | 3.38 | 1.87 | 5327.77 | -0.041361
| 2007-05-12 | 5296.25 | 5387.87 | 5296.25 | 5358.35 | 18.07 | 3.41 | 1.85 | 5360.2 | 0.006087
| 2007-05-13 | 5234.51 | 5487.34 | 5131.03 | 5399.47 | 18.16 | 3.42 | 1.84 | 5401.31 | 0.0076695
| 2007-05-14 | 5409.34 | 5416.04 | 5043.99 | 5069.87 | 16.83 | 3.17 | 1.99 | 5071.86 | -0.060994
| 2007-05-17 | 5020.89 | 5020.89 | 4227.5 | 4505.16 | 14.83 | 2.8 | 2.26 | 4507.42 | -0.11129
| 2007-05-18 | 4547.7 | 4949.27 | 4547.7 | 4877.02 | 16.01 | 3.02 | 2.09 | 4879.11 | 0.082462
| 2007-05-19 | 4941.72 | 5059.89 | 4892.46 | 5006.1 | 16.61 | 3.14 | 1.98 | 5008.08 | 0.026433
| 2007-05-20 | 5048.17 | 5073.7 | 4912.17 | 4932.11 | 16.32 | 3.09 | 2.02 | 4934.13 | -0.014766
| 2007-05-21 | 4922.48 | 4978.56 | 4804.9 | 4961.57 | 16.34 | 3.07 | 2 | 4963.57 | 0.0059666
| 2007-05-24 | 4993.45 | 5132.9 | 4993.45 | 5123.23 | 16.82 | 3.16 | 1.94 | 5125.17 | 0.032557
| 2007-05-25 | 5117.52 | 5143.93 | 4976.01 | 5102.22 | 16.84 | 3.16 | 1.94 | 5104.16 | -0.0040994
| 2007-05-26 | 5116.58 | 5163.61 | 5049.21 | 5081.95 | 16.73 | 3.14 | 1.95 | 5083.9 | -0.0039693
| 2007-05-27 | 5054.45 | 5107.6 | 5019.39 | 5058.55 | 16.61 | 3.12 | 1.97 | 5060.52 | -0.0045988
| 2007-05-28 | 5026.92 | 5026.92 | 4821.59 | 4835.39 | 15.8 | 2.97 | 2.07 | 4837.46 | -0.044078
| 2007-05-31 | 4760.28 | 4830.08 | 4665.21 | 4759.62 | 15.49 | 2.91 | 2.11 | 4761.73 | -0.015655
| 2007-06-01 | 4792.01 | 4899.53 | 4792.01 | 4835.12 | 15.69 | 2.95 | 2.08 | 4837.2 | 0.015849
| 2007-06-02 | 4846.09 | 4946.15 | 4846.09 | 4923.69 | 16 | 3.01 | 2.04 | 4925.73 | 0.018302
| 2007-06-03 | 4972.27 | 5012.52 | 4789.63 | 4817.99 | 14.95 | 2.86 | 2.37 | 4820.36 | -0.021392
| 2007-06-04 | 4803.31 | 4902.27 | 4759.35 | 4889 | 15.19 | 2.9 | 2.33 | 4891.33 | 0.014723
| 2007-06-07 | 4927.5 | 4991.48 | 4905.53 | 4938.15 | 15.42 | 2.95 | 2.29 | 4940.44 | 0.01004
| 2007-06-08 | 4960.87 | 4972.74 | 4891.86 | 4962.63 | 15.52 | 2.97 | 2.28 | 4964.91 | 0.004953
| 2007-06-09 | 4972.34 | 5000.59 | 4945.24 | 4963.75 | 15.49 | 2.96 | 2.28 | 4966.03 | 0.00022558
| 2007-06-10 | 4954.06 | 4975.75 | 4919.94 | 4944.64 | 15.44 | 2.95 | 2.29 | 4946.93 | -0.0038461
| 2007-06-11 | 4931.49 | 4945.86 | 4823.1 | 4832.71 | 15.07 | 2.88 | 2.35 | 4835.06 | -0.022614
| 2007-06-14 | 4810.42 | 4810.42 | 4725.39 | 4746.01 | 14.84 | 2.84 | 2.38 | 4748.39 | -0.017925
| 2007-06-15 | 4696.51 | 4824.03 | 4696.51 | 4814.85 | 15.04 | 2.88 | 2.35 | 4817.2 | 0.014491
| 2007-06-16 | 4837.36 | 4863.63 | 4772.1 | 4788.8 | 15 | 2.87 | 2.36 | 4791.16 | -0.0054056
| 2007-06-17 | 4791.3 | 4859.81 | 4746.51 | 4839.88 | 14.99 | 2.88 | 2.46 | 4842.34 | 0.010682
| 2007-06-18 | 4833.84 | 4836.4 | 4750.73 | 4769.99 | 13.63 | 2.72 | 2.59 | 4772.58 | -0.014406
| 2007-06-21 | 4770.65 | 4790.93 | 4731.72 | 4738.62 | 13.55 | 2.7 | 2.61 | 4741.23 | -0.0065688
| 2007-06-22 | 4732.95 | 4767.35 | 4717.78 | 4735.86 | 14.07 | 2.63 | 2.46 | 4738.32 | -0.00061376
| 2007-06-23 | 4742.8 | 4752.47 | 4635.17 | 4644 | 13.8 | 2.58 | 2.5 | 4646.5 | -0.019378
| 2007-06-24 | 4656.81 | 4717.74 | 4613.94 | 4708.55 | 14.03 | 2.63 | 2.46 | 4711.01 | 0.013884
| 2007-06-25 | 4717.83 | 4775.66 | 4680.42 | 4756.39 | 14.16 | 2.65 | 2.44 | 4758.83 | 0.010151
| 2007-06-28 | 4784.58 | 4844.72 | 4772.87 | 4837.6 | 14.34 | 2.69 | 2.4 | 4840 | 0.017057
| 2007-06-29 | 4838.74 | 4873.71 | 4802.04 | 4841.38 | 14.35 | 2.69 | 2.4 | 4843.78 | 0.00078099
| 2007-06-30 | 4859.94 | 4877.9 | 4788.85 | 4795.46 | 14.23 | 2.67 | 2.42 | 4797.88 | -0.0094761
| 2007-07-01 | 4813.76 | 4879.81 | 4785.94 | 4874.05 | 14.54 | 2.73 | 2.37 | 4876.42 | 0.01637
| 2007-07-02 | 4842.46 | 4895.48 | 4813.16 | 4870.58 | 14.56 | 2.73 | 2.37 | 4872.95 | -0.00071159
| 2007-07-05 | 4861.15 | 4894.39 | 4831.85 | 4843.77 | 14.48 | 2.71 | 2.38 | 4846.15 | -0.0054997
| 2007-07-06 | 4846.42 | 4939.4 | 4839.18 | 4928.59 | 14.77 | 2.77 | 2.34 | 4930.93 | 0.017494
| 2007-07-07 | 4919.54 | 4987.05 | 4912.22 | 4955.97 | 14.82 | 2.78 | 2.33 | 4958.3 | 0.0055507
| 2007-07-08 | 4972.06 | 5004.17 | 4808.63 | 4843.84 | 14.39 | 2.7 | 2.4 | 4846.24 | -0.0226
| 2007-07-09 | 4766.49 | 4954.86 | 4723.04 | 4945.48 | 14.72 | 2.76 | 2.34 | 4947.82 | 0.020961
| 2007-07-12 | 4949.42 | 4967.92 | 4917.38 | 4944.54 | 14.74 | 2.76 | 2.34 | 4946.88 | -0.00018998
| 2007-07-13 | 4961.87 | 4978.49 | 4878.06 | 4898.99 | 14.58 | 2.73 | 2.37 | 4901.36 | -0.0092018
| 2007-07-14 | 4911.22 | 4933.34 | 4835.34 | 4848.3 | 14.42 | 2.7 | 2.39 | 4850.69 | -0.010338
| 2007-07-15 | 4849.38 | 4900.18 | 4844.66 | 4888.19 | 14.53 | 2.72 | 2.37 | 4890.56 | 0.0082194
| 2007-07-16 | 4894.4 | 4961.32 | 4874.46 | 4951.17 | 14.71 | 2.76 | 2.34 | 4953.51 | 0.012872
| 2007-07-19 | 4957.08 | 5009.63 | 4942.43 | 4975.4 | 14.85 | 2.78 | 2.32 | 4977.72 | 0.0048874
| 2007-07-20 | 4974.52 | 4982.04 | 4936.6 | 4957.88 | 14.79 | 2.77 | 2.33 | 4960.21 | -0.0035177
| 2007-07-21 | 4973.88 | 5041.19 | 4951.55 | 4993.76 | 14.91 | 2.8 | 2.31 | 4996.07 | 0.0072295
| 2007-07-22 | 5041.14 | 5082.81 | 5020.69 | 5054.29 | 15.11 | 2.83 | 2.28 | 5056.57 | 0.01211
| 2007-07-23 | 5073.1 | 5086.03 | 5034.2 | 5073.34 | 15.11 | 2.83 | 2.28 | 5075.62 | 0.0037674
| 2007-07-26 | 5046.99 | 5126.45 | 5034.23 | 5118.17 | 15.25 | 2.86 | 2.26 | 5120.43 | 0.0088285
| 2007-07-27 | 5130.86 | 5155.63 | 5068.62 | 5075.88 | 15.09 | 2.83 | 2.29 | 5078.17 | -0.0082532
| 2007-07-28 | 5087.66 | 5104.66 | 5045.46 | 5070.29 | 15.02 | 2.82 | 2.3 | 5072.59 | -0.0010988
| 2007-07-29 | 5082.61 | 5133.8 | 5051.49 | 5120.45 | 15.22 | 2.85 | 2.27 | 5122.72 | 0.0098825
| 2007-07-30 | 5134.92 | 5200.85 | 5134.92 | 5170.32 | 15.38 | 2.88 | 2.24 | 5172.56 | 0.0097292
| 2007-08-02 | 5193.25 | 5210.92 | 5167.29 | 5202.53 | 15.49 | 2.9 | 2.23 | 5204.76 | 0.0062252
| 2007-08-03 | 5213.55 | 5242.15 | 5181.99 | 5194.63 | 15.41 | 2.89 | 2.24 | 5196.87 | -0.0015159
| 2007-08-04 | 5189.88 | 5201.56 | 5145.22 | 5169.07 | 15.37 | 2.88 | 2.24 | 5171.31 | -0.0049183
| 2007-08-05 | 5178.61 | 5257.32 | 5178.61 | 5252.78 | 15.64 | 2.93 | 2.21 | 5254.99 | 0.016182
| 2007-08-06 | 5249.73 | 5262.89 | 5166.19 | 5196.99 | 15.42 | 2.89 | 2.24 | 5199.23 | -0.010611
| 2007-08-09 | 5182.19 | 5240.29 | 5154.32 | 5233.21 | 15.56 | 2.92 | 2.22 | 5235.43 | 0.0069626
| 2007-08-10 | 5248.46 | 5266.99 | 5214.99 | 5252.05 | 15.63 | 2.93 | 2.21 | 5254.26 | 0.0035966
| 2007-08-11 | 5263.27 | 5269.22 | 5159.53 | 5175.16 | 15.35 | 2.88 | 2.25 | 5177.41 | -0.014626
| 2007-08-12 | 5167.52 | 5194.04 | 5117.8 | 5139.77 | 15.23 | 2.85 | 2.27 | 5142.04 | -0.0068316
| 2007-08-13 | 5126.91 | 5144.7 | 5084.51 | 5102.92 | 15.14 | 2.84 | 2.28 | 5105.2 | -0.0071645
| 2007-08-16 | 5105.26 | 5114.79 | 5056.07 | 5102.37 | 15.13 | 2.84 | 2.28 | 5104.65 | -0.00010773
| 2007-08-17 | 5124.29 | 5148.53 | 5083.03 | 5102.94 | 15.14 | 2.84 | 2.28 | 5105.22 | 0.00011166
| 2007-08-18 | 5103.97 | 5103.97 | 5025.49 | 5038.28 | 14.94 | 2.8 | 2.31 | 5040.59 | -0.01266
| 2007-08-19 | 5056.17 | 5132.83 | 5056.17 | 5123.65 | 15.19 | 2.85 | 2.27 | 5125.92 | 0.016929
| 2007-08-20 | 5128.1 | 5128.1 | 5047.75 | 5064.66 | 15.03 | 2.82 | 2.3 | 5066.96 | -0.011502
| 2007-08-23 | 5064.42 | 5080.22 | 5022.29 | 5033.69 | 14.95 | 2.8 | 2.31 | 5036 | -0.0061102
| 2007-08-24 | 5048.63 | 5084.74 | 5040.71 | 5067.39 | 15.06 | 2.82 | 2.29 | 5069.68 | 0.0066878
| 2007-08-25 | 5073.23 | 5093.37 | 5054.56 | 5088.56 | 15.11 | 2.83 | 2.28 | 5090.84 | 0.0041738
| 2007-08-26 | 5105.38 | 5145.6 | 5105.38 | 5135.45 | 15.23 | 2.85 | 2.26 | 5137.71 | 0.0092067
| 2007-08-27 | 5147.86 | 5148.75 | 5094.56 | 5117.01 | 15.22 | 2.85 | 2.27 | 5119.28 | -0.0035872
| 2007-08-30 | 5130.54 | 5192.8 | 5130.54 | 5186.45 | 15.41 | 2.89 | 2.24 | 5188.69 | 0.013559
| 2007-08-31 | 5192.18 | 5202.51 | 5155.96 | 5192.08 | 15.42 | 2.89 | 2.24 | 5194.32 | 0.0010851
| 2007-09-01 | 5202.16 | 5222.81 | 5202.02 | 5210.85 | 15.46 | 2.9 | 2.23 | 5213.08 | 0.0036116
| 2007-09-02 | 5218.95 | 5233.32 | 5189.29 | 5198.72 | 15.46 | 2.89 | 2.24 | 5200.96 | -0.0023249
| 2007-09-03 | 5190.69 | 5223.94 | 5178.57 | 5218.46 | 15.52 | 2.9 | 2.24 | 5220.7 | 0.0037955
| 2007-09-06 | 5226.09 | 5264.87 | 5226.09 | 5246.23 | 15.6 | 2.91 | 2.22 | 5248.45 | 0.0053154
| 2007-09-07 | 5245.16 | 5270.89 | 5240.15 | 5264.67 | 15.65 | 2.92 | 2.22 | 5266.89 | 0.0035134
| 2007-09-08 | 5281.11 | 5305.67 | 5270.66 | 5298.16 | 15.7 | 2.93 | 2.21 | 5300.37 | 0.0063567
| 2007-09-09 | 5307.83 | 5328.33 | 5269.51 | 5298.23 | 15.65 | 2.92 | 2.22 | 5300.45 | 1.5093e-05
| 2007-09-10 | 5305.42 | 5376.65 | 5281.06 | 5370.05 | 15.84 | 2.96 | 2.19 | 5372.24 | 0.013544
| 2007-09-13 | 5380.71 | 5421.52 | 5379.6 | 5397.46 | 15.91 | 2.97 | 2.18 | 5399.64 | 0.0051003
| 2007-09-14 | 5409.52 | 5434.33 | 5376.04 | 5428.77 | 16.02 | 2.99 | 2.16 | 5430.93 | 0.0057948
| 2007-09-15 | 5438.49 | 5456.85 | 5399.34 | 5420.09 | 16 | 2.99 | 2.17 | 5422.26 | -0.0015964
| 2007-09-16 | 5415.46 | 5483.59 | 5401 | 5477.68 | 16.22 | 3.02 | 2.16 | 5479.84 | 0.010619
| 2007-09-17 | 5489.12 | 5569.47 | 5489.12 | 5561.15 | 16.49 | 3.07 | 2.12 | 5563.27 | 0.015225
| 2007-09-20 | 5566.53 | 5585.57 | 5535.57 | 5545.82 | 16.44 | 3.06 | 2.13 | 5547.95 | -0.0027538
| 2007-09-21 | 5547.49 | 5611.6 | 5536 | 5605.93 | 16.62 | 3.09 | 2.1 | 5608.03 | 0.010829
| 2007-09-22 | 5600.21 | 5638.79 | 5571.84 | 5616.87 | 16.66 | 3.1 | 2.1 | 5618.97 | 0.0019508
| 2007-09-23 | 5598.14 | 5609.04 | 5530.86 | 5539.48 | 16.39 | 3.05 | 2.13 | 5541.61 | -0.013768
| 2007-09-24 | 5527.22 | 5575.4 | 5513.68 | 5527.75 | 16.35 | 3.04 | 2.14 | 5529.89 | -0.0021149
| 2007-09-27 | 5530 | 5545.73 | 5486.41 | 5511.81 | 16.51 | 3.15 | 2.1 | 5513.91 | -0.0028898
| 2007-09-28 | 5506.83 | 5518.21 | 5454.85 | 5462.61 | 16.35 | 3.12 | 2.12 | 5464.73 | -0.0089193
| 2007-09-29 | 5472.7 | 5533.33 | 5428.2 | 5527.56 | 16.58 | 3.16 | 2.09 | 5529.65 | 0.01188
| 2007-09-30 | 5545.26 | 5598.55 | 5545.26 | 5583.61 | 16.74 | 3.2 | 2.07 | 5585.68 | 0.010133
| 2007-10-01 | 5587.46 | 5685.68 | 5573.56 | 5675.54 | 17.05 | 3.26 | 2.03 | 5677.57 | 0.016451
| 2007-10-04 | 5706.32 | 5785.04 | 5706.32 | 5766.3 | 17.37 | 3.35 | 2.02 | 5768.32 | 0.015984
| 2007-10-05 | 5760.19 | 5786.54 | 5741.7 | 5758.67 | 17.38 | 3.35 | 2.02 | 5760.69 | -0.0013227
| 2007-10-06 | 5761.44 | 5799.92 | 5699.32 | 5713.75 | 17.23 | 3.32 | 2.03 | 5715.78 | -0.0077959
| 2007-10-07 | 5718.64 | 5793.08 | 5718.64 | 5773.66 | 17.46 | 3.37 | 2.01 | 5775.67 | 0.010478
| 2007-10-08 | 5782.63 | 5803.82 | 5755.42 | 5776.85 | 17.46 | 3.37 | 2.01 | 5778.86 | 0.00055232
| 2007-10-09 | 5776.58 | 5795.45 | 5748.4 | 5757.93 | 17.41 | 3.36 | 2.01 | 5759.94 | -0.003274
| 2007-10-11 | 5764.86 | 5792.08 | 5706.97 | 5717.54 | 17.42 | 3.32 | 2.07 | 5719.61 | -0.0070018
| 2007-10-12 | 5750.36 | 5762.6 | 5663.79 | 5676.73 | 17.24 | 3.29 | 2.09 | 5678.82 | -0.0071316
| 2007-10-14 | 5677.87 | 5738.61 | 5645.66 | 5713.1 | 17.36 | 3.31 | 2.07 | 5715.17 | 0.006401
| 2007-10-15 | 5733.35 | 5758.11 | 5673.75 | 5686.73 | 17.34 | 3.31 | 2.08 | 5688.81 | -0.0046123
| 2007-10-18 | 5706.83 | 5727.96 | 5670.37 | 5679.83 | 17.26 | 3.29 | 2.09 | 5681.92 | -0.0012111
| 2007-10-19 | 5691.47 | 5751.6 | 5686.97 | 5738.11 | 17.48 | 3.33 | 2.06 | 5740.17 | 0.010252
| 2007-10-20 | 5738.44 | 5750.14 | 5662.76 | 5673.02 | 17.3 | 3.3 | 2.08 | 5675.1 | -0.011336
| 2007-10-21 | 5680.44 | 5685.18 | 5617.37 | 5641.06 | 17.2 | 3.28 | 2.09 | 5643.15 | -0.0056299
| 2007-10-25 | 5633.48 | 5645.88 | 5573.19 | 5581.49 | 17.02 | 3.25 | 2.12 | 5583.61 | -0.010551
| 2007-10-26 | 5591.01 | 5654.82 | 5558.14 | 5651.09 | 17.24 | 3.29 | 2.09 | 5653.18 | 0.01246
| 2007-10-27 | 5656.71 | 5699.18 | 5623.04 | 5662.87 | 17.24 | 3.29 | 2.09 | 5664.96 | 0.0020838
| 2007-10-28 | 5694.6 | 5733.75 | 5694.6 | 5715.62 | 17.39 | 3.31 | 2.07 | 5717.69 | 0.0093081
| 2007-10-29 | 5724.46 | 5731.35 | 5664.04 | 5672.27 | 17.26 | 3.29 | 2.09 | 5674.36 | -0.0075782
| 2007-11-01 | 5678.65 | 5714.36 | 5649.03 | 5704.1 | 17.35 | 3.31 | 2.08 | 5706.18 | 0.0056077
| 2007-11-02 | 5713.24 | 5765.14 | 5713.24 | 5754.76 | 17.49 | 3.33 | 2.06 | 5756.82 | 0.0088746
| 2007-11-03 | 5772.32 | 5845.5 | 5771.73 | 5842.54 | 17.73 | 3.38 | 2.03 | 5844.57 | 0.015243
| 2007-11-04 | 5871.62 | 5883.39 | 5814.37 | 5832.88 | 17.69 | 3.37 | 2.04 | 5834.92 | -0.0016511
| 2007-11-05 | 5833.33 | 5900.51 | 5823.44 | 5891.36 | 17.87 | 3.41 | 2.01 | 5893.37 | 0.010017
| 2007-11-08 | 5912.52 | 5955.94 | 5912.52 | 5930.47 | 18.02 | 3.44 | 2 | 5932.47 | 0.0066346
| 2007-11-09 | 5937.34 | 5957.94 | 5910.41 | 5929.6 | 17.99 | 3.43 | 2 | 5931.6 | -0.00014665
| 2007-11-10 | 5918.95 | 5979.78 | 5918.95 | 5973.75 | 18.14 | 3.46 | 1.98 | 5975.73 | 0.0074398
| 2007-11-11 | 5980.03 | 5995.33 | 5943.33 | 5954.31 | 18.07 | 3.44 | 1.99 | 5956.3 | -0.0032515
| 2007-11-12 | 5985.05 | 6001.99 | 5945.98 | 5964.01 | 18.09 | 3.45 | 1.99 | 5966 | 0.0016285
| 2007-11-16 | 5970.04 | 6002.03 | 5949.24 | 5996.7 | 18.12 | 3.46 | 1.99 | 5998.69 | 0.0054794
| 2007-11-17 | 6000.11 | 6036.7 | 5997.74 | 6016.58 | 18.18 | 3.47 | 1.98 | 6018.56 | 0.0033124
| 2007-11-18 | 6019.85 | 6035.22 | 5985.57 | 6025.47 | 18.19 | 3.47 | 1.98 | 6027.45 | 0.0014771
| 2007-11-19 | 6030.81 | 6044.55 | 5953.42 | 5961.71 | 17.98 | 3.43 | 2 | 5963.71 | -0.010575
| 2007-11-22 | 5921.01 | 5979.1 | 5877.97 | 5963.8 | 18 | 3.43 | 2 | 5965.8 | 0.00035045
| 2007-11-23 | 5982.91 | 6031.59 | 5977.76 | 6009.86 | 18.15 | 3.46 | 1.98 | 6011.84 | 0.0077173
| 2007-11-24 | 6007.87 | 6053.19 | 6001.46 | 6035.95 | 18.23 | 3.48 | 1.98 | 6037.93 | 0.0043398
| 2007-11-25 | 6034.72 | 6081.74 | 6014.98 | 6035.03 | 18.21 | 3.47 | 1.98 | 6037.01 | -0.00015237
| 2007-11-29 | 6033.42 | 6166.72 | 6029.82 | 6157.77 | 18.57 | 3.54 | 1.94 | 6159.71 | 0.020325
| 2007-11-30 | 6195.02 | 6248.43 | 6194.61 | 6234.29 | 18.79 | 3.58 | 1.92 | 6236.21 | 0.012419
| 2007-12-01 | 6259.28 | 6272.68 | 6176.09 | 6227.83 | 18.81 | 3.59 | 1.91 | 6229.74 | -0.0010375
| 2007-12-02 | 6275.41 | 6335.14 | 6275.41 | 6328.43 | 19.15 | 3.65 | 1.88 | 6330.31 | 0.016144
| 2007-12-03 | 6348.32 | 6361.53 | 6304.22 | 6322.76 | 19.16 | 3.65 | 1.88 | 6324.64 | -0.00089569
| 2007-12-06 | 6351.04 | 6386.29 | 6312.13 | 6322.5 | 19.11 | 3.64 | 1.88 | 6324.38 | -4.1109e-05
| 2007-12-07 | 6324.07 | 6354.26 | 6287.46 | 6316.28 | 19.11 | 3.64 | 1.88 | 6318.16 | -0.0009835
| 2007-12-08 | 6333.04 | 6359.2 | 6250.24 | 6261.52 | 18.99 | 3.62 | 1.9 | 6263.42 | -0.0086639
| 2007-12-09 | 6259.5 | 6319.01 | 6241.27 | 6304.27 | 19.1 | 3.64 | 1.89 | 6306.16 | 0.0068237
| 2007-12-10 | 6328.1 | 6336.9 | 6221.4 | 6233.54 | 18.89 | 3.6 | 1.91 | 6235.45 | -0.011213
| 2007-12-13 | 6231.47 | 6274.24 | 6220.58 | 6268.72 | 19.03 | 3.62 | 1.86 | 6270.58 | 0.0056339
| 2007-12-14 | 6280.56 | 6331.57 | 6280.49 | 6325.53 | 19.24 | 3.66 | 1.84 | 6327.37 | 0.0090566
| 2007-12-15 | 6334.27 | 6423.27 | 6334.27 | 6402.29 | 19.48 | 3.71 | 1.82 | 6404.11 | 0.012128
| 2007-12-16 | 6401.19 | 6437 | 6373.55 | 6420.38 | 19.49 | 3.71 | 1.82 | 6422.2 | 0.0028247
| 2007-12-17 | 6420.9 | 6436.08 | 6329.71 | 6346.48 | 19.26 | 3.67 | 1.84 | 6348.32 | -0.011504
| 2007-12-20 | 6360.11 | 6409.52 | 6345.87 | 6403 | 16.63 | 3.67 | 1.83 | 6404.83 | 0.0089016
| 2007-12-21 | 6429.25 | 6461.64 | 6400.56 | 6451.3 | 16.76 | 3.7 | 1.81 | 6453.11 | 0.0075381
| 2007-12-22 | 6465.51 | 6480.2 | 6396.43 | 6413.66 | 16.69 | 3.69 | 1.82 | 6415.48 | -0.0058313
| 2007-12-23 | 6410.3 | 6455.69 | 6409.29 | 6441.85 | 16.76 | 3.7 | 1.81 | 6443.66 | 0.0043925
| 2007-12-24 | 6485.26 | 6507.94 | 6463.18 | 6498.06 | 16.92 | 3.74 | 1.8 | 6499.86 | 0.0087218
| 2007-12-27 | 6484.84 | 6566.64 | 6469.96 | 6513.03 | 16.91 | 3.73 | 1.8 | 6514.83 | 0.0023031
| 2007-12-28 | 6517.9 | 6568.57 | 6517.9 | 6563.48 | 16.98 | 3.75 | 1.79 | 6565.27 | 0.0077423
| 2007-12-29 | 6594.39 | 6617.15 | 6552.06 | 6567.94 | 16.96 | 3.74 | 1.79 | 6569.73 | 0.00067933
| 2007-12-30 | 6583.74 | 6608.3 | 6507.3 | 6522.54 | 16.88 | 3.73 | 1.8 | 6524.34 | -0.006909
| 2007-12-31 | 6541.38 | 6609.78 | 6541.38 | 6602.69 | 17.07 | 3.77 | 1.78 | 6604.47 | 0.012282
2005 | 2007-01-03 | 6626.49 | 6684.77 | 6626.49 | 6679.2 | 17.31 | 3.82 | 1.76 | 6680.96 | 0.011582
| 2007-01-04 | 6683.56 | 6696.31 | 6640.9 | 6651.01 | 17.23 | 3.8 | 1.76 | 6652.77 | -0.0042195
| 2007-01-05 | 6628.89 | 6629.98 | 6334.74 | 6458.84 | 16.66 | 3.68 | 1.82 | 6460.66 | -0.028877
| 2007-01-06 | 6447.27 | 6481.23 | 6324.53 | 6367.39 | 16.43 | 3.63 | 1.85 | 6369.24 | -0.01415
| 2007-01-07 | 6371.73 | 6440.31 | 6347.5 | 6420.46 | 16.56 | 3.66 | 1.83 | 6422.29 | 0.0083291
| 2007-01-10 | 6440.33 | 6469.09 | 6286.85 | 6308.54 | 16.27 | 3.6 | 1.87 | 6310.41 | -0.017421
| 2007-01-11 | 6317.39 | 6329.89 | 6208.82 | 6222.87 | 16.08 | 3.55 | 1.89 | 6224.76 | -0.013573
| 2007-01-12 | 6250.35 | 6263.71 | 6070.33 | 6102.74 | 15.72 | 3.49 | 1.92 | 6104.66 | -0.019294
| 2007-01-13 | 6138.05 | 6242.95 | 6138.05 | 6221.06 | 16.04 | 3.56 | 1.89 | 6222.95 | 0.019377
| 2007-01-14 | 6232.42 | 6249.39 | 6142.34 | 6173.82 | 15.89 | 3.53 | 1.9 | 6175.72 | -0.0075896
| 2007-01-17 | 6202.74 | 6232.97 | 6087.55 | 6194.07 | 15.91 | 3.54 | 1.9 | 6195.97 | 0.003279
| 2007-01-18 | 6221.28 | 6267.97 | 6173.09 | 6192.35 | 15.92 | 3.54 | 1.9 | 6194.25 | -0.0002776
| 2007-01-19 | 6211.28 | 6230.62 | 6160.4 | 6173.32 | 15.83 | 3.53 | 1.9 | 6175.22 | -0.0030722
| 2007-01-20 | 6170.33 | 6197.21 | 6091.08 | 6183.24 | 15.65 | 3.52 | 1.9 | 6185.14 | 0.0016064
| 2007-01-24 | 6201.6 | 6215.78 | 6086.73 | 6106.43 | 15.16 | 3.48 | 1.93 | 6108.36 | -0.012414
| 2007-01-25 | 6093.66 | 6174 | 6069.33 | 6162.98 | 15.29 | 3.52 | 1.91 | 6164.89 | 0.0092545
| 2007-01-27 | 6188.38 | 6252.39 | 6188.38 | 6239.43 | 15.69 | 3.57 | 1.88 | 6241.31 | 0.012396
| 2007-01-28 | 6245.26 | 6432.58 | 6245.26 | 6419.09 | 16.03 | 3.67 | 1.83 | 6420.92 | 0.028778
| 2007-01-31 | 6463.52 | 6565.3 | 6455.55 | 6555.94 | 16.33 | 3.75 | 1.79 | 6557.73 | 0.021307
| 2007-02-01 | 6565.21 | 6586.66 | 6508.84 | 6552.47 | 15.67 | 3.75 | 1.79 | 6554.26 | -0.00052915
| 2007-02-02 | 6560.62 | 6600.25 | 6509.92 | 6530.06 | 15.61 | 3.73 | 1.8 | 6531.86 | -0.0034176
| 2007-02-03 | 6550.75 | 6632.5 | 6550.75 | 6619.97 | 15.82 | 3.78 | 1.78 | 6621.75 | 0.013762
| 2007-02-04 | 6635.85 | 6684.16 | 6571.51 | 6618.23 | 15.8 | 3.78 | 1.78 | 6620.01 | -0.00026277
| 2007-02-07 | 6652.33 | 6658.33 | 6514.86 | 6535.17 | 15.63 | 3.73 | 1.8 | 6536.97 | -0.012544
| 2007-02-08 | 6528.81 | 6573.93 | 6508.33 | 6544.77 | 15.62 | 3.73 | 1.8 | 6546.57 | 0.0014686
| 2007-02-09 | 6556.53 | 6613.54 | 6553.4 | 6593.53 | 15.72 | 3.76 | 1.79 | 6595.32 | 0.0074466
| 2007-02-10 | 6600.85 | 6608.96 | 6533.97 | 6577.83 | 15.65 | 3.74 | 1.79 | 6579.62 | -0.0023805
| 2007-02-11 | 6594.32 | 6640.29 | 6594.32 | 6633.76 | 15.84 | 3.77 | 1.71 | 6635.47 | 0.0084883
| 2007-02-14 | 6673.39 | 6719.2 | 6659.64 | 6679.33 | 15.96 | 3.8 | 1.7 | 6681.03 | 0.0068661
| 2007-02-15 | 6694.79 | 6694.79 | 6640.42 | 6670.06 | 15.93 | 3.79 | 1.7 | 6671.76 | -0.0013875
| 2007-02-16 | 6673.71 | 6714.13 | 6580.97 | 6607.78 | 15.76 | 3.75 | 1.72 | 6609.5 | -0.0093319
| 2007-02-17 | 6598.77 | 6599.48 | 6532.5 | 6589.29 | 15.71 | 3.74 | 1.73 | 6591.02 | -0.002796
| 2007-02-18 | 6595.19 | 6642.77 | 6564.36 | 6584.32 | 15.7 | 3.74 | 1.73 | 6586.05 | -0.00075406
| 2007-02-21 | 6585.88 | 6602.53 | 6521.07 | 6534.68 | 15.6 | 3.72 | 1.74 | 6536.42 | -0.0075356
| 2007-02-22 | 6531.58 | 6603.14 | 6515.73 | 6589.41 | 15.71 | 3.74 | 1.73 | 6591.14 | 0.0083716
| 2007-02-23 | 6593.85 | 6607.78 | 6565.42 | 6582.5 | 15.71 | 3.74 | 1.73 | 6584.23 | -0.0010484
| 2007-02-24 | 6616.37 | 6621.68 | 6563.41 | 6574.21 | 15.71 | 3.74 | 1.73 | 6575.94 | -0.0012591
| 2007-02-25 | 6588.29 | 6622.62 | 6543.91 | 6569.72 | 15.76 | 3.75 | 1.72 | 6571.44 | -0.00068431
| 2007-02-28 | 6584.34 | 6721.08 | 6545.94 | 6713.86 | 16.09 | 3.83 | 1.68 | 6715.54 | 0.021928
| 2007-03-01 | 6725.92 | 6725.92 | 6628.22 | 6651.08 | 15.97 | 3.8 | 1.7 | 6652.78 | -0.0093455
| 2007-03-02 | 6658.94 | 6708.78 | 6647.11 | 6686.89 | 16.03 | 3.82 | 1.69 | 6688.58 | 0.0053812
| 2007-03-03 | 6700.79 | 6794.22 | 6691.18 | 6784.72 | 16.33 | 3.89 | 1.66 | 6786.38 | 0.014622
| 2007-03-04 | 6798.62 | 6864.62 | 6798.62 | 6849.48 | 16.48 | 3.93 | 1.64 | 6851.12 | 0.0095397
| 2007-03-07 | 6863.58 | 6902.49 | 6854.96 | 6878.98 | 16.55 | 3.94 | 1.64 | 6880.62 | 0.0043059
| 2007-03-08 | 6885.73 | 6929.59 | 6872.72 | 6915.09 | 16.61 | 3.96 | 1.63 | 6916.72 | 0.0052466
| 2007-03-09 | 6895.62 | 6954.86 | 6843.44 | 6892.82 | 16.58 | 3.95 | 1.63 | 6894.45 | -0.0032197
| 2007-03-10 | 6888.73 | 6917.6 | 6849.98 | 6907.65 | 16.64 | 3.96 | 1.63 | 6909.28 | 0.002151
| 2007-03-11 | 6921.02 | 6948.54 | 6838.95 | 6853.73 | 16.49 | 3.93 | 1.64 | 6855.37 | -0.0078025
| 2007-03-14 | 6854.92 | 6882.23 | 6794.92 | 6810.04 | 16.38 | 3.9 | 1.65 | 6811.69 | -0.0063716
| 2007-03-15 | 6815.59 | 6823.46 | 6730.23 | 6752.45 | 16.25 | 3.87 | 1.67 | 6754.12 | -0.0084516
| 2007-03-16 | 6757.49 | 6806.72 | 6732.33 | 6746.88 | 16.2 | 3.86 | 1.67 | 6748.55 | -0.00082468
| 2007-03-17 | 6719.11 | 6737.29 | 6640.88 | 6669.52 | 16.03 | 3.82 | 1.69 | 6671.21 | -0.01146
| 2007-03-18 | 6664.65 | 6710.98 | 6595.53 | 6700.34 | 16.12 | 3.84 | 1.68 | 6702.02 | 0.0046184
| 2007-03-21 | 6716.41 | 6734.72 | 6633.52 | 6656.69 | 16.01 | 3.81 | 1.69 | 6658.38 | -0.0065115
| 2007-03-22 | 6655.78 | 6656.31 | 6520.15 | 6535.45 | 15.74 | 3.75 | 1.72 | 6537.17 | -0.018204
| 2007-03-23 | 6533.65 | 6568.2 | 6434.81 | 6454.46 | 15.51 | 3.7 | 1.75 | 6456.21 | -0.012385
| 2007-03-24 | 6456.02 | 6514.73 | 6412.89 | 6442.87 | 15.46 | 3.68 | 1.75 | 6444.62 | -0.0017952
| 2007-03-28 | 6471.47 | 6555.1 | 6471.47 | 6510.74 | 15.59 | 3.71 | 1.74 | 6512.48 | 0.01053
| 2007-03-29 | 6512.98 | 6512.98 | 6326.73 | 6367.86 | 15.23 | 3.63 | 1.78 | 6369.64 | -0.021933
| 2007-03-30 | 6371.4 | 6400.07 | 6321.31 | 6381.4 | 15.31 | 3.65 | 1.77 | 6383.17 | 0.0021241
| 2007-03-31 | 6404.78 | 6509.02 | 6404.78 | 6492.82 | 15.61 | 3.72 | 1.74 | 6494.56 | 0.017451
| 2007-04-01 | 6506.6 | 6618.08 | 6468.52 | 6605.04 | 15.85 | 3.78 | 1.71 | 6606.75 | 0.017274
| 2007-04-04 | 6616.83 | 6649.42 | 6586.25 | 6604.42 | 15.87 | 3.78 | 1.71 | 6606.13 | -9.3843e-05
| 2007-04-05 | 6611.53 | 6621.91 | 6532.94 | 6550.29 | 15.77 | 3.76 | 1.72 | 6552.01 | -0.0081924
| 2007-04-06 | 6555.92 | 6617.2 | 6551.68 | 6606.41 | 15.91 | 3.79 | 1.7 | 6608.11 | 0.0085623
| 2007-04-07 | 6629.12 | 6644.69 | 6530.97 | 6545.64 | 15.75 | 3.75 | 1.72 | 6547.36 | -0.0091932
| 2007-04-08 | 6544.81 | 6560.88 | 6456.84 | 6479.54 | 15.61 | 3.72 | 1.74 | 6481.28 | -0.010093
| 2007-04-11 | 6477.14 | 6477.14 | 6382.13 | 6397.52 | 15.44 | 3.68 | 1.76 | 6399.28 | -0.012652
| 2007-04-12 | 6407.39 | 6472.04 | 6404.35 | 6464.61 | 15.57 | 3.71 | 1.74 | 6466.35 | 0.010481
| 2007-04-13 | 6466.92 | 6515.82 | 6449.33 | 6467.92 | 15.54 | 3.71 | 1.74 | 6469.66 | 0.00051188
| 2007-04-15 | 6339.73 | 6339.73 | 6232.37 | 6248.34 | 14.94 | 3.58 | 1.8 | 6250.14 | -0.033931
| 2007-04-18 | 6220.98 | 6220.98 | 6118.42 | 6156.78 | 14.73 | 3.53 | 1.83 | 6158.61 | -0.014644
| 2007-04-19 | 6181.39 | 6269.75 | 6121.42 | 6134.86 | 14.69 | 3.52 | 1.83 | 6136.69 | -0.0035592
| 2007-04-20 | 6169.83 | 6259.28 | 6151.26 | 6243.74 | 14.96 | 3.59 | 1.8 | 6245.54 | 0.017738
| 2007-04-21 | 6249.29 | 6305.88 | 6174.3 | 6299.2 | 15.05 | 3.61 | 1.79 | 6300.99 | 0.0088783
| 2007-04-22 | 6329.85 | 6374.03 | 6302.03 | 6346.57 | 15.17 | 3.64 | 1.77 | 6348.34 | 0.0075147
| 2007-04-25 | 6338.67 | 6391.73 | 6308.48 | 6377.85 | 15.2 | 3.66 | 1.76 | 6379.61 | 0.0049257
| 2007-04-26 | 6374.28 | 6377.54 | 6323.32 | 6339.98 | 15.1 | 3.64 | 1.77 | 6341.75 | -0.0059345
| 2007-04-27 | 6323.9 | 6358.59 | 6258.07 | 6278.5 | 14.67 | 3.6 | 1.79 | 6280.29 | -0.0096913
| 2007-04-28 | 6271.61 | 6293.97 | 6232.48 | 6284.2 | 14.71 | 3.61 | 1.79 | 6285.99 | 0.0009076
| 2007-04-29 | 6283.07 | 6288.44 | 6138.47 | 6154.44 | 14.4 | 3.53 | 1.83 | 6156.27 | -0.020636
| 2007-05-02 | 6183.07 | 6223.78 | 6140.97 | 6195.15 | 14.51 | 3.56 | 1.81 | 6196.96 | 0.0066095
| 2007-05-03 | 6200.39 | 6246.63 | 6189.16 | 6216.77 | 14.44 | 3.57 | 1.81 | 6218.58 | 0.0034888
| 2007-05-04 | 6218.95 | 6295.14 | 6218.95 | 6289.55 | 14.61 | 3.61 | 1.79 | 6291.34 | 0.0117
| 2007-05-05 | 6322.02 | 6391.32 | 6322.02 | 6359.65 | 14.79 | 3.66 | 1.76 | 6361.41 | 0.011138
| 2007-05-06 | 6367.25 | 6404.36 | 6333.83 | 6388.48 | 14.86 | 3.68 | 1.76 | 6390.24 | 0.004532
| 2007-05-09 | 6391.8 | 6487.12 | 6391.8 | 6481.35 | 15.01 | 3.73 | 1.73 | 6483.08 | 0.014528
| 2007-05-10 | 6486.08 | 6494.91 | 6439.69 | 6454.71 | 14.96 | 3.71 | 1.74 | 6456.45 | -0.0041076
| 2007-05-11 | 6420.25 | 6456.52 | 6380.76 | 6445.13 | 14.92 | 3.71 | 1.74 | 6446.87 | -0.0014838
| 2007-05-12 | 6442.86 | 6482.39 | 6432.17 | 6456.82 | 14.96 | 3.72 | 1.74 | 6458.56 | 0.0018133
| 2007-05-13 | 6447.72 | 6463.14 | 6418.78 | 6451.54 | 14.92 | 3.71 | 1.74 | 6453.28 | -0.00081752
| 2007-05-16 | 6456.97 | 6532.17 | 6456.97 | 6528.03 | 15.14 | 3.76 | 1.72 | 6529.75 | 0.01185
| 2007-05-17 | 6545.22 | 6568.61 | 6449.98 | 6466 | 14.96 | 3.68 | 1.66 | 6467.66 | -0.0095088
| 2007-05-18 | 6457.37 | 6458.29 | 6380.53 | 6447 | 14.86 | 3.66 | 1.67 | 6448.67 | -0.0029361
| 2007-05-19 | 6461.07 | 6538.19 | 6460.24 | 6478.94 | 14.82 | 3.67 | 1.66 | 6480.6 | 0.0049514
| 2007-05-20 | 6462.16 | 6512.96 | 6438.6 | 6499.5 | 14.78 | 3.68 | 1.66 | 6501.16 | 0.0031725
| 2007-05-23 | 6504.49 | 6549.57 | 6499.21 | 6539.83 | 14.92 | 3.71 | 1.65 | 6541.48 | 0.006202
| 2007-05-24 | 6563.02 | 6579.05 | 6522.8 | 6565.37 | 15 | 3.73 | 1.64 | 6567.01 | 0.0039028
| 2007-05-25 | 6566.84 | 6612.25 | 6537.61 | 6597.6 | 15.09 | 3.75 | 1.63 | 6599.23 | 0.0049063
| 2007-05-26 | 6599.27 | 6685.33 | 6587.57 | 6670.78 | 15.31 | 3.81 | 1.6 | 6672.38 | 0.011085
| 2007-05-27 | 6689.56 | 6772.74 | 6689.14 | 6707.72 | 15.25 | 3.82 | 1.6 | 6709.32 | 0.0055363
| 2007-05-30 | 6697.15 | 6724.99 | 6642.61 | 6663.55 | 15.18 | 3.81 | 1.6 | 6665.15 | -0.0065834
| 2007-05-31 | 6666.17 | 6722.55 | 6647.7 | 6715.11 | 15.28 | 3.78 | 1.6 | 6716.71 | 0.0077358
| 2007-06-01 | 6729.39 | 6763.28 | 6710.37 | 6729.9 | 15.32 | 3.79 | 1.59 | 6731.49 | 0.0022005
| 2007-06-02 | 6733.46 | 6756.62 | 6647.36 | 6655.56 | 15.15 | 3.75 | 1.61 | 6657.17 | -0.011041
| 2007-06-03 | 6664.98 | 6761.13 | 6647.69 | 6748.85 | 15.38 | 3.81 | 1.59 | 6750.44 | 0.01401
| 2007-06-04 | 6744.31 | 6772.09 | 6736.59 | 6753 | 15.36 | 3.8 | 1.59 | 6754.59 | 0.00061477
| 2007-06-06 | 6747.2 | 6813.91 | 6740.63 | 6758.19 | 15.97 | 3.88 | 1.41 | 6759.6 | 0.00074172
| 2007-06-07 | 6756.6 | 6795.03 | 6737.09 | 6781.25 | 16.01 | 3.89 | 1.41 | 6782.66 | 0.0034114
| 2007-06-08 | 6768.2 | 6862.83 | 6768.2 | 6858.24 | 16.12 | 3.92 | 1.4 | 6859.64 | 0.01135
| 2007-06-09 | 6858.7 | 6862.79 | 6813.2 | 6832.53 | 16.04 | 3.9 | 1.41 | 6833.94 | -0.0037466
| 2007-06-10 | 6833.58 | 6883.67 | 6774.14 | 6781.99 | 15.93 | 3.87 | 1.42 | 6783.41 | -0.007394
| 2007-06-13 | 6790.33 | 6843.62 | 6757.04 | 6832.68 | 16.04 | 3.9 | 1.41 | 6834.09 | 0.0074712
| 2007-06-14 | 6847.62 | 6865.18 | 6819.31 | 6860.18 | 15.67 | 3.91 | 1.4 | 6861.58 | 0.0040225
| 2007-06-15 | 6876.79 | 6916.33 | 6858.08 | 6906.98 | 15.8 | 3.94 | 1.39 | 6908.37 | 0.0068191
| 2007-06-16 | 6906.12 | 6933.26 | 6869.47 | 6900.41 | 15.77 | 3.93 | 1.4 | 6901.81 | -0.00094957
| 2007-06-17 | 6913.07 | 6921.6 | 6855.55 | 6906.52 | 15.76 | 3.93 | 1.4 | 6907.92 | 0.00088528
| 2007-06-20 | 6940.06 | 7001.55 | 6940.06 | 6984.55 | 15.44 | 3.97 | 1.38 | 6985.93 | 0.011293
| 2007-06-21 | 6985.91 | 7083.58 | 6967.95 | 7076.52 | 15.64 | 4.02 | 1.36 | 7077.88 | 0.013162
| 2007-06-22 | 7079.87 | 7167.32 | 7079.87 | 7145.34 | 15.81 | 4.07 | 1.35 | 7146.69 | 0.0097218
| 2007-06-23 | 7142.91 | 7156.55 | 7090.48 | 7119.76 | 15.76 | 4.05 | 1.35 | 7121.11 | -0.0035793
| 2007-06-24 | 7104.43 | 7178.04 | 7058.01 | 7148.62 | 15.87 | 4.08 | 1.34 | 7149.96 | 0.0040513
| 2007-06-27 | 7136.39 | 7228.21 | 7133.94 | 7151.08 | 15.89 | 4.09 | 1.34 | 7152.42 | 0.00034406
| 2007-06-28 | 7158.66 | 7175.15 | 7036.06 | 7049 | 15.68 | 4.03 | 1.36 | 7050.36 | -0.014269
| 2007-06-29 | 7059.37 | 7125.21 | 7034.48 | 7119.88 | 15.86 | 4.08 | 1.35 | 7121.23 | 0.010052
| 2007-06-30 | 7154.27 | 7218.28 | 7154.27 | 7193.85 | 16.03 | 4.12 | 1.33 | 7195.18 | 0.010384
| 2007-07-01 | 7165.45 | 7228.57 | 7154.93 | 7210.77 | 16 | 4.12 | 1.33 | 7212.1 | 0.0023516
| 2007-07-04 | 7186.74 | 7284.41 | 7186.74 | 7277.31 | 16.13 | 4.15 | 1.32 | 7278.63 | 0.0092248
| 2007-07-05 | 7275 | 7308.72 | 7209.86 | 7220.25 | 15.97 | 4.11 | 1.34 | 7221.59 | -0.0078366
| 2007-07-06 | 7227.22 | 7296.18 | 7227.22 | 7287.6 | 16.11 | 4.14 | 1.32 | 7288.92 | 0.0093234
| 2007-07-07 | 7281.07 | 7306.54 | 7123.11 | 7145.13 | 15.73 | 4.05 | 1.36 | 7146.49 | -0.019541
| 2007-07-08 | 7171.52 | 7240.39 | 7158.14 | 7212.08 | 15.86 | 3.95 | 1.38 | 7213.46 | 0.009371
| 2007-07-11 | 7227.51 | 7320.25 | 7227.51 | 7306.74 | 16.05 | 3.99 | 1.37 | 7308.11 | 0.013121
| 2007-07-12 | 7297.95 | 7352.46 | 7217.6 | 7303.95 | 16.02 | 3.99 | 1.36 | 7305.31 | -0.00038314
| 2007-07-13 | 7303.19 | 7338.01 | 7236.78 | 7247.91 | 15.88 | 3.96 | 1.38 | 7249.29 | -0.0076684
| 2007-07-14 | 7262.86 | 7263.03 | 7163.85 | 7187.7 | 15.76 | 3.94 | 1.38 | 7189.08 | -0.0083056
| 2007-07-15 | 7192.45 | 7283.04 | 7178.09 | 7271.54 | 15.95 | 3.98 | 1.37 | 7272.91 | 0.011661
| 2007-07-18 | 7325.65 | 7359.81 | 7308.87 | 7347.1 | 16.04 | 4.02 | 1.36 | 7348.46 | 0.010388
| 2007-07-19 | 7348.6 | 7385.69 | 7317.85 | 7346.63 | 16.03 | 4.02 | 1.36 | 7347.99 | -6.3959e-05
| 2007-07-20 | 7373.94 | 7392.67 | 7334.48 | 7342.89 | 16.03 | 4.02 | 1.36 | 7344.25 | -0.00050898
| 2007-07-21 | 7345.98 | 7380.69 | 7275.59 | 7304.32 | 15.96 | 4 | 1.36 | 7305.68 | -0.0052517
| 2007-07-22 | 7306.64 | 7429.95 | 7273.19 | 7423.25 | 16.18 | 4.06 | 1.34 | 7424.59 | 0.016276
| 2007-07-25 | 7427.65 | 7526.88 | 7427.65 | 7505.6 | 16.37 | 4.12 | 1.32 | 7506.92 | 0.011089
| 2007-07-26 | 7524.1 | 7564.79 | 7473.24 | 7552.77 | 16.26 | 4.13 | 1.32 | 7554.09 | 0.0062835
| 2007-07-27 | 7559.76 | 7620.37 | 7504.96 | 7605.03 | 16.07 | 4.15 | 1.31 | 7606.34 | 0.0069168
| 2007-07-29 | 7556.17 | 7708.59 | 7545.79 | 7635.42 | 15.74 | 4.15 | 1.31 | 7636.73 | 0.0039954
| 2007-08-01 | 7632.01 | 7681.11 | 7596.74 | 7669.45 | 15.81 | 4.18 | 1.3 | 7670.75 | 0.0044548
| 2007-08-02 | 7683.13 | 7762.8 | 7683.13 | 7756.04 | 16.01 | 4.24 | 1.29 | 7757.33 | 0.011287
| 2007-08-03 | 7774.29 | 7843.77 | 7740.83 | 7756.47 | 15.98 | 4.23 | 1.29 | 7757.76 | 5.5431e-05
| 2007-08-04 | 7810.05 | 7826.36 | 7756.97 | 7797.08 | 16.03 | 4.24 | 1.28 | 7798.36 | 0.0052335
| 2007-08-05 | 7806.11 | 7817.61 | 7738.64 | 7754 | 15.98 | 4.23 | 1.29 | 7755.29 | -0.005523
| 2007-08-08 | 7760.67 | 7781.04 | 7594.94 | 7606.17 | 15.74 | 4.17 | 1.31 | 7607.48 | -0.019059
| 2007-08-09 | 7617.46 | 7686.85 | 7559.8 | 7595.57 | 15.75 | 4.17 | 1.31 | 7596.88 | -0.0013934
| 2007-08-10 | 7615.9 | 7741.35 | 7615.9 | 7729.82 | 15.97 | 4.23 | 1.29 | 7731.11 | 0.017669
| 2007-08-11 | 7749.01 | 7842.55 | 7727.5 | 7816.51 | 16.11 | 4.26 | 1.28 | 7817.79 | 0.011212
| 2007-08-12 | 7835.7 | 7861.26 | 7755.58 | 7767.49 | 15.99 | 4.23 | 1.29 | 7768.78 | -0.006269
| 2007-08-16 | 7774.27 | 7828.01 | 7737.76 | 7768.24 | 16.04 | 4.24 | 1.28 | 7769.52 | 9.5253e-05
| 2007-08-17 | 7771.78 | 7870.62 | 7735.37 | 7859.53 | 16.28 | 4.31 | 1.27 | 7860.8 | 0.011748
| 2007-08-18 | 7902.84 | 7921.39 | 7791.91 | 7811.33 | 16.18 | 4.28 | 1.27 | 7812.6 | -0.0061317
| 2007-08-19 | 7817.74 | 7867.89 | 7760.69 | 7780.76 | 16.15 | 4.27 | 1.27 | 7782.03 | -0.0039129
| 2007-08-22 | 7814.93 | 7846.02 | 7711.18 | 7750.6 | 16.07 | 4.25 | 1.28 | 7751.88 | -0.0038743
| 2007-08-23 | 7764.86 | 7770.83 | 7601.34 | 7615.99 | 15.81 | 4.19 | 1.3 | 7617.29 | -0.017362
| 2007-08-24 | 7615.68 | 7639.68 | 7537.5 | 7612 | 15.81 | 3.84 | 1.46 | 7613.46 | -0.0005028
| 2007-08-25 | 7651.11 | 7672.18 | 7595.84 | 7660.42 | 15.97 | 3.88 | 1.45 | 7661.87 | 0.0063585
| 2007-08-26 | 7701.07 | 7732.31 | 7644.41 | 7680.22 | 16.01 | 3.89 | 1.44 | 7681.66 | 0.0025829
| 2007-08-29 | 7693 | 7699.56 | 7566.21 | 7634.43 | 15.9 | 3.86 | 1.45 | 7635.88 | -0.0059596
| 2007-08-30 | 7681.67 | 7758.36 | 7679.44 | 7745 | 16.13 | 3.92 | 1.43 | 7746.43 | 0.014478
| 2007-08-31 | 7746.8 | 7807.67 | 7726.98 | 7805.43 | 16.25 | 3.95 | 1.42 | 7806.85 | 0.0077997
| 2007-09-01 | 7818.9 | 7902.19 | 7818.9 | 7876.15 | 16.39 | 3.98 | 1.41 | 7877.56 | 0.0090574
| 2007-09-02 | 7888.11 | 7928.07 | 7836.34 | 7899.77 | 16.46 | 4 | 1.4 | 7901.17 | 0.0029971
| 2007-09-05 | 7901.35 | 7983.33 | 7901.35 | 7925.24 | 16.51 | 4.01 | 1.4 | 7926.64 | 0.0032236
| 2007-09-06 | 7931.42 | 7976.4 | 7914.41 | 7946.78 | 16.53 | 4.02 | 1.4 | 7948.18 | 0.0027174
| 2007-09-08 | 7957.35 | 8060.26 | 7957.35 | 8052.56 | 16.7 | 4.06 | 1.39 | 8053.95 | 0.013307
| 2007-09-09 | 8060.89 | 8077.74 | 8015.75 | 8060.01 | 16.7 | 4.06 | 1.38 | 8061.39 | 0.00092377
| 2007-09-12 | 8072.99 | 8142.81 | 8072.99 | 8138.42 | 16.88 | 4.1 | 1.37 | 8139.79 | 0.0097254
| 2007-09-13 | 8137.39 | 8202.04 | 8121.08 | 8193.96 | 16.96 | 4.12 | 1.36 | 8195.32 | 0.006822
| 2007-09-14 | 8207.53 | 8260.01 | 8144.32 | 8189.48 | 16.92 | 4.11 | 1.37 | 8190.85 | -0.00054543
| 2007-09-15 | 8208.21 | 8294.24 | 8203.77 | 8283.76 | 17.12 | 4.16 | 1.35 | 8285.11 | 0.011508
| 2007-09-16 | 8296.88 | 8388.8 | 8268.6 | 8380.96 | 17.35 | 4.21 | 1.33 | 8382.29 | 0.011729
| 2007-09-19 | 8399.51 | 8461.1 | 8382.96 | 8444.84 | 17.41 | 4.23 | 1.33 | 8446.17 | 0.0076208
| 2007-09-20 | 8412.71 | 8515.5 | 8376.12 | 8500.28 | 17.5 | 4.25 | 1.32 | 8501.6 | 0.0065627
| 2007-09-21 | 8499.33 | 8521.75 | 8261.58 | 8487.14 | 17.53 | 4.26 | 1.32 | 8488.46 | -0.0015456
| 2007-09-22 | 8480.62 | 8519.6 | 8186.13 | 8221.64 | 16.91 | 4.11 | 1.37 | 8223.01 | -0.031272
| 2007-09-23 | 8255.05 | 8327.35 | 8121.81 | 8222.59 | 16.92 | 4.01 | 1.46 | 8224.05 | 0.00012647
| 2007-09-26 | 8280.06 | 8487.36 | 8280.06 | 8478.91 | 17.51 | 4.15 | 1.41 | 8480.32 | 0.031161
| 2007-09-27 | 8497.25 | 8585.76 | 8444.98 | 8525.52 | 17.6 | 4.17 | 1.4 | 8526.92 | 0.0054951
| 2007-09-28 | 8535.81 | 8613.83 | 8475.68 | 8606.03 | 17.8 | 4.22 | 1.39 | 8607.42 | 0.0094407
| 2007-09-29 | 8588.47 | 8722.17 | 8588.47 | 8650.17 | 17.87 | 4.24 | 1.38 | 8651.55 | 0.005127
| 2007-09-30 | 8672.66 | 8683.57 | 8527.38 | 8634.48 | 17.8 | 4.11 | 1.59 | 8636.07 | -0.0017893
| 2007-10-03 | 8662.99 | 8725.75 | 8662.99 | 8697.65 | 17.95 | 4.14 | 1.58 | 8699.23 | 0.0073135
| 2007-10-04 | 8706.7 | 8808.83 | 8706.7 | 8799.96 | 18.15 | 4.19 | 1.56 | 8801.52 | 0.011759
| 2007-10-05 | 8815.67 | 8821.84 | 8695.69 | 8724.47 | 18.04 | 4.17 | 1.57 | 8726.04 | -0.0085758
| 2007-10-06 | 8693.2 | 8693.2 | 8508.43 | 8528.7 | 17.64 | 4.07 | 1.61 | 8530.31 | -0.022431
| 2007-10-07 | 8525.8 | 8586.43 | 8410.69 | 8491.56 | 17.61 | 4.07 | 1.61 | 8493.17 | -0.0043539
| 2007-10-10 | 8516.44 | 8564.85 | 8465.9 | 8483.86 | 17.55 | 4.05 | 1.62 | 8485.48 | -0.00090543
| 2007-10-11 | 8547.95 | 8563.85 | 8381.96 | 8540.56 | 17.65 | 4.09 | 1.6 | 8542.16 | 0.0066796
| 2007-10-13 | 8520.48 | 8547.8 | 8346.32 | 8376.9 | 17.23 | 4.01 | 1.64 | 8378.54 | -0.019154
| 2007-10-14 | 8389.45 | 8396.42 | 8180.1 | 8201.73 | 16.8 | 3.92 | 1.67 | 8203.4 | -0.020903
| 2007-10-17 | 8230.47 | 8254.8 | 8131.77 | 8202.62 | 16.75 | 3.92 | 1.67 | 8204.29 | 0.00010849
| 2007-10-18 | 8232.26 | 8317.38 | 8067.91 | 8122.25 | 16.59 | 3.88 | 1.69 | 8123.94 | -0.0097937
| 2007-10-19 | 8066.06 | 8084.79 | 7922.89 | 7971.06 | 16.22 | 3.8 | 1.72 | 7972.78 | -0.018607
| 2007-10-20 | 8075.82 | 8134.83 | 7838.02 | 7935.12 | 16.13 | 3.79 | 1.73 | 7936.85 | -0.0045066
| 2007-10-21 | 7930.5 | 8080.77 | 7901.14 | 8068.95 | 16.47 | 3.86 | 1.7 | 8070.65 | 0.016858
| 2007-10-24 | 8096.49 | 8126.27 | 7898.41 | 7920.8 | 16.15 | 3.78 | 1.73 | 7922.53 | -0.018353
| 2007-10-25 | 7974.17 | 8074.08 | 7921.44 | 7991.74 | 16.29 | 3.82 | 1.72 | 7993.46 | 0.0089529
| 2007-10-26 | 7996.92 | 8047.86 | 7951.05 | 7974.69 | 16.21 | 3.81 | 1.72 | 7976.41 | -0.002133
| 2007-10-27 | 7989.35 | 7994.82 | 7766.99 | 7798.49 | 15.35 | 3.73 | 1.76 | 7800.25 | -0.022085
| 2007-10-28 | 7795.03 | 7795.03 | 7656.15 | 7685.64 | 15.13 | 3.67 | 1.78 | 7687.42 | -0.014465
| 2007-10-31 | 7717.07 | 7905.7 | 7717.07 | 7892.32 | 15.45 | 3.76 | 1.74 | 7894.06 | 0.02688
| 2007-11-01 | 7989.86 | 8023.52 | 7914.77 | 7944.1 | 15.54 | 3.78 | 1.73 | 7945.83 | 0.0065581
| 2007-11-02 | 7953.28 | 8086.84 | 7891.23 | 8072.75 | 15.73 | 3.83 | 1.71 | 8074.46 | 0.016188
| 2007-11-07 | 8083.59 | 8216.42 | 8049.65 | 8206.83 | 16 | 3.9 | 1.68 | 8208.51 | 0.016602
| 2007-11-08 | 8218.82 | 8353.1 | 8213.75 | 8317.8 | 16.26 | 3.96 | 1.66 | 8319.46 | 0.013516
| 2007-11-09 | 8332.01 | 8405.46 | 8269.09 | 8308.78 | 16.2 | 3.94 | 1.66 | 8310.44 | -0.0010842
| 2007-11-10 | 8314.39 | 8342.53 | 8265.26 | 8308.93 | 16.24 | 3.96 | 1.66 | 8310.59 | 1.805e-05
| 2007-11-11 | 8332.94 | 8483.68 | 8332.94 | 8471.04 | 16.58 | 4.04 | 1.62 | 8472.66 | 0.019502
| 2007-11-14 | 8503.7 | 8569.91 | 8416.89 | 8494.29 | 16.63 | 4.05 | 1.62 | 8495.91 | 0.0027441
| 2007-11-16 | 8511.1 | 8606.95 | 8503 | 8595.92 | 16.78 | 4.09 | 1.6 | 8597.52 | 0.01196
| 2007-11-17 | 8611.79 | 8662.57 | 8547.34 | 8649.52 | 16.91 | 4.12 | 1.59 | 8651.11 | 0.0062332
| 2007-11-18 | 8669.84 | 8739.57 | 8661.6 | 8686.65 | 17.01 | 4.14 | 1.58 | 8688.23 | 0.0042908
| 2007-11-21 | 8699.27 | 8713.1 | 8586.92 | 8610.74 | 16.94 | 4.13 | 1.59 | 8612.33 | -0.008736
| 2007-11-22 | 8602.82 | 8664.46 | 8518.18 | 8534.97 | 16.76 | 4.08 | 1.61 | 8536.58 | -0.0087955
| 2007-11-23 | 8542.61 | 8649.68 | 8537.48 | 8638.34 | 16.98 | 4.14 | 1.58 | 8639.92 | 0.012106
| 2007-11-24 | 8655.14 | 8765.71 | 8655.14 | 8744.04 | 17.16 | 4.18 | 1.57 | 8745.61 | 0.012233
| 2007-11-25 | 8760.7 | 8863.93 | 8760.7 | 8853.21 | 17.33 | 4.22 | 1.55 | 8854.76 | 0.012481
| 2007-11-26 | 8858.2 | 8912.12 | 8858.2 | 8889.03 | 17.44 | 4.25 | 1.54 | 8890.57 | 0.0040442
| 2007-11-28 | 8905.68 | 9005.63 | 8905.68 | 8994.94 | 17.67 | 4.29 | 1.53 | 8996.47 | 0.011911
| 2007-11-29 | 9000.65 | 9000.65 | 8875.82 | 8931.16 | 17.54 | 4.26 | 1.54 | 8932.7 | -0.0070883
| 2007-11-30 | 8962.92 | 9033.99 | 8768.8 | 8788.81 | 17.23 | 4.18 | 1.57 | 8790.38 | -0.015932
| 2007-12-01 | 8813.82 | 8960.11 | 8769.56 | 8944.78 | 17.51 | 4.25 | 1.54 | 8946.32 | 0.01774
| 2007-12-02 | 9010.58 | 9057.97 | 8943.7 | 8961.61 | 17.49 | 4.25 | 1.54 | 8963.15 | 0.0018812
| 2007-12-05 | 8965.83 | 9010.73 | 8803.37 | 8823.31 | 17.24 | 4.19 | 1.57 | 8824.88 | -0.015426
| 2007-12-06 | 8827 | 8915.12 | 8783.93 | 8815.53 | 17.29 | 4.2 | 1.56 | 8817.09 | -0.00088273
| 2007-12-07 | 8825.93 | 8915.88 | 8825.93 | 8895.81 | 17.5 | 4.25 | 1.54 | 8897.35 | 0.0091028
| 2007-12-08 | 8912.74 | 8931.58 | 8826.39 | 8906.31 | 17.56 | 4.26 | 1.54 | 8907.85 | 0.0011801
| 2007-12-09 | 8907.72 | 9080.76 | 8907.72 | 9067.28 | 17.92 | 4.35 | 1.51 | 9068.79 | 0.018067
| 2007-12-12 | 9092.65 | 9175.6 | 9092.65 | 9133.67 | 18.04 | 4.38 | 1.5 | 9135.17 | 0.0073196
| 2007-12-13 | 9160.76 | 9274.19 | 9111.03 | 9263.9 | 18.29 | 4.44 | 1.48 | 9265.38 | 0.014254
| 2007-12-14 | 9264.99 | 9309.01 | 9199.85 | 9241.76 | 18.2 | 4.42 | 1.48 | 9243.24 | -0.0023895
| 2007-12-15 | 9259.78 | 9298.28 | 9117.26 | 9170.4 | 18.04 | 4.38 | 1.5 | 9171.9 | -0.0077181
| 2007-12-16 | 9191.63 | 9290.31 | 9137.16 | 9284.46 | 18.22 | 4.43 | 1.48 | 9285.94 | 0.012434
| 2007-12-19 | 9263.32 | 9402.68 | 9263.32 | 9394.27 | 18.43 | 4.48 | 1.46 | 9395.73 | 0.011823
| 2007-12-20 | 9400.25 | 9427.57 | 9310.63 | 9346.24 | 18.4 | 4.47 | 1.47 | 9347.71 | -0.0051108
| 2007-12-21 | 9349.24 | 9423.25 | 9272.76 | 9339.17 | 18.49 | 4.49 | 1.46 | 9340.63 | -0.0007574
| 2007-12-22 | 9398.62 | 9413.7 | 9328.76 | 9372.3 | 18.6 | 4.52 | 1.45 | 9373.75 | 0.0035458
| 2007-12-23 | 9417.29 | 9442.98 | 9237.94 | 9256.91 | 18.37 | 4.46 | 1.47 | 9258.38 | -0.012308
| 2007-12-26 | 9254.09 | 9262.48 | 9050.51 | 9085.89 | 18.06 | 4.39 | 1.49 | 9087.38 | -0.01847
| 2007-12-27 | 9071.25 | 9297.07 | 9020.8 | 9283.16 | 18.41 | 4.47 | 1.47 | 9284.63 | 0.021706
| 2007-12-28 | 9292.18 | 9350.82 | 9207.27 | 9257.51 | 18.37 | 4.46 | 1.47 | 9258.98 | -0.0027626
| 2007-12-29 | 9272.63 | 9338.11 | 9271.63 | 9323.25 | 18.51 | 4.49 | 1.46 | 9324.71 | 0.0070991
| 2007-12-30 | 9339.32 | 9427.23 | 9311.53 | 9397.93 | 18.61 | 4.52 | 1.45 | 9399.38 | 0.0080078
2006 | 2007-01-02 | 9422.49 | 9457.09 | 9366.09 | 9390.14 | 18.6 | 4.52 | 1.45 | 9391.59 | -0.00082878
| 2007-01-03 | 9401.83 | 9546.78 | 9390.79 | 9539.37 | 18.9 | 4.59 | 1.43 | 9540.8 | 0.015888
| 2007-01-04 | 9523.29 | 9664.94 | 9523.29 | 9648.08 | 19.05 | 4.63 | 1.42 | 9649.5 | 0.011393
| 2007-01-05 | 9638.27 | 9679.72 | 9571.31 | 9617.74 | 18.98 | 4.61 | 1.42 | 9619.16 | -0.0031442
| 2007-01-06 | 9635.09 | 9680.92 | 9535.66 | 9640.29 | 19.04 | 4.62 | 1.42 | 9641.71 | 0.0023443
| 2007-01-09 | 9643.92 | 9689.68 | 9539.63 | 9583.45 | 18.97 | 4.61 | 1.42 | 9584.87 | -0.0058952
| 2007-01-10 | 9584.47 | 9600.08 | 9418.63 | 9445.3 | 18.74 | 4.55 | 1.44 | 9446.74 | -0.014411
| 2007-01-12 | 9334.13 | 9435.26 | 9303.71 | 9380.88 | 18.67 | 4.53 | 1.45 | 9382.33 | -0.0068182
| 2007-01-13 | 9425.07 | 9471.89 | 9362.25 | 9374.19 | 18.66 | 4.53 | 1.45 | 9375.64 | -0.00071304
| 2007-01-16 | 9382.86 | 9397.62 | 9287.09 | 9311.19 | 18.56 | 4.51 | 1.45 | 9312.64 | -0.0067195
| 2007-01-17 | 9317.99 | 9421.52 | 9289.23 | 9314.13 | 18.54 | 4.5 | 1.46 | 9315.59 | 0.00031677
| 2007-01-18 | 9293.8 | 9302.78 | 9158.44 | 9237.53 | 17.93 | 4.21 | 1.51 | 9239.04 | -0.0082174
| 2007-01-19 | 9271.63 | 9473.86 | 9271.63 | 9449.84 | 18.32 | 4.31 | 1.47 | 9451.31 | 0.022975
| 2007-01-20 | 9493.39 | 9556.19 | 9466.1 | 9520.96 | 18.33 | 4.35 | 1.46 | 9522.42 | 0.0075238
| 2007-01-23 | 9467.56 | 9503.4 | 9432.93 | 9464.9 | 18.27 | 4.34 | 1.46 | 9466.36 | -0.0058872
| 2007-01-24 | 9503.42 | 9574.14 | 9503.42 | 9549.92 | 18.2 | 4.37 | 1.45 | 9551.37 | 0.0089802
| 2007-01-25 | 9580.3 | 9714.48 | 9580.3 | 9685.74 | 18.44 | 4.43 | 1.43 | 9687.17 | 0.014218
| 2007-01-27 | 9764.26 | 9883.95 | 9764.26 | 9870.79 | 18.68 | 4.48 | 1.41 | 9872.2 | 0.019101
| 2007-01-30 | 9896.46 | 9945.19 | 9803.68 | 9849.03 | 18.62 | 4.48 | 1.42 | 9850.45 | -0.0022032
| 2007-01-31 | 9892.23 | 9939.55 | 9873.37 | 9919.89 | 18.49 | 4.51 | 1.41 | 9921.3 | 0.0071926
| 2007-02-01 | 9959.24 | 9993.92 | 9819.32 | 9859.26 | 18.36 | 4.48 | 1.42 | 9860.68 | -0.0061101
| 2007-02-02 | 9890.9 | 9956.1 | 9816.01 | 9843.87 | 18.31 | 4.47 | 1.42 | 9845.29 | -0.0015607
| 2007-02-03 | 9834.97 | 9837.74 | 9713.51 | 9742.58 | 18.15 | 4.43 | 1.43 | 9744.01 | -0.010287
| 2007-02-06 | 9746.09 | 10002.83 | 9739.71 | 9980.42 | 18.52 | 4.52 | 1.4 | 9981.82 | 0.024406
| 2007-02-07 | 9993.39 | 10099.58 | 9972.43 | 10082.28 | 18.64 | 4.55 | 1.39 | 10083.67 | 0.010204
| 2007-02-08 | 10083.53 | 10083.53 | 9958.55 | 10044.82 | 18.61 | 4.54 | 1.4 | 10046.22 | -0.0037139
| 2007-02-10 | 10066.36 | 10122.25 | 10057.07 | 10110.97 | 18.67 | 4.56 | 1.39 | 10112.36 | 0.0065836
| 2007-02-13 | 10117.5 | 10182.77 | 10096.28 | 10173.25 | 18.72 | 4.58 | 1.39 | 10174.64 | 0.0061588
| 2007-02-14 | 10180.51 | 10185.06 | 10064.46 | 10086.63 | 18.53 | 4.54 | 1.4 | 10088.03 | -0.0085123
| 2007-02-15 | 10144.9 | 10191.97 | 10036.01 | 10113.18 | 18.59 | 4.56 | 1.39 | 10114.57 | 0.0026308
| 2007-02-16 | 10133.42 | 10195.42 | 10110.46 | 10124.3 | 18.6 | 4.56 | 1.39 | 10125.69 | 0.0010994
| 2007-02-17 | 10168.55 | 10184.04 | 9970 | 9981.11 | 18.35 | 4.5 | 1.41 | 9982.52 | -0.014139
| 2007-02-20 | 10002.36 | 10092.85 | 9896.64 | 10079.3 | 18.56 | 4.55 | 1.39 | 10080.69 | 0.0098342
| 2007-02-21 | 10108.16 | 10195.51 | 10108.16 | 10168.11 | 18.72 | 4.59 | 1.38 | 10169.49 | 0.0088089
| 2007-02-22 | 10179.26 | 10237.61 | 10157.26 | 10224.32 | 18.89 | 4.63 | 1.37 | 10225.69 | 0.0055263
| 2007-02-23 | 10268.51 | 10304.88 | 10228.22 | 10244.05 | 18.99 | 4.66 | 1.36 | 10245.41 | 0.0019285
| 2007-02-24 | 10256.74 | 10271.67 | 10177.12 | 10200.76 | 18.9 | 4.63 | 1.37 | 10202.13 | -0.0042243
| 2007-02-27 | 10214.58 | 10296.22 | 10109.34 | 10282.09 | 19.02 | 4.66 | 1.36 | 10283.45 | 0.0079709
| 2007-02-28 | 10308.71 | 10422.65 | 10206.06 | 10370.24 | 19.06 | 4.67 | 1.36 | 10371.6 | 0.008572
| 2007-03-01 | 10368.75 | 10573.29 | 10344.26 | 10565.47 | 19.39 | 4.75 | 1.33 | 10566.8 | 0.018821
| 2007-03-02 | 10597.19 | 10706.22 | 10593.8 | 10626.78 | 19.54 | 4.79 | 1.32 | 10628.1 | 0.0058012
| 2007-03-03 | 10649.28 | 10690 | 10556.03 | 10595.43 | 19.51 | 4.78 | 1.33 | 10596.76 | -0.0029488
| 2007-03-06 | 10616.99 | 10742.31 | 10616.99 | 10735.36 | 19.79 | 4.85 | 1.31 | 10736.67 | 0.013203
| 2007-03-07 | 10747.87 | 10753.13 | 10661.62 | 10725.67 | 19.77 | 4.85 | 1.31 | 10726.98 | -0.00090251
| 2007-03-08 | 10728.39 | 10740.6 | 10493.91 | 10508.85 | 19.37 | 4.75 | 1.34 | 10510.19 | -0.02021
| 2007-03-09 | 10533.89 | 10593.08 | 10376.54 | 10573.54 | 19.46 | 4.77 | 1.33 | 10574.87 | 0.006154
| 2007-03-10 | 10581.64 | 10782.34 | 10581.64 | 10765.16 | 19.77 | 4.85 | 1.31 | 10766.47 | 0.018118
| 2007-03-13 | 10795.99 | 10884.48 | 10782.53 | 10803.71 | 19.95 | 4.89 | 1.3 | 10805.01 | 0.0035796
| 2007-03-14 | 10796.82 | 10896.39 | 10761.22 | 10801.72 | 19.93 | 4.89 | 1.3 | 10803.02 | -0.00018417
| 2007-03-16 | 10859.39 | 10889.25 | 10830.19 | 10878.74 | 20.05 | 4.91 | 1.29 | 10880.03 | 0.0071286
| 2007-03-17 | 10902.26 | 10951.38 | 10844.03 | 10860.04 | 20.1 | 4.93 | 1.29 | 10861.33 | -0.0017187
| 2007-03-20 | 10903.25 | 10946.94 | 10889.41 | 10941.11 | 20.26 | 4.97 | 1.28 | 10942.39 | 0.0074632
| 2007-03-21 | 10945.62 | 11017.25 | 10863.61 | 10905.2 | 20.24 | 4.96 | 1.28 | 10906.48 | -0.0032817
| 2007-03-22 | 10900.02 | 10935.09 | 10784.42 | 10841.35 | 20.12 | 4.93 | 1.29 | 10842.64 | -0.0058534
| 2007-03-23 | 10861.95 | 10924.29 | 10792.98 | 10840.59 | 20.08 | 4.92 | 1.29 | 10841.88 | -7.0094e-05
| 2007-03-24 | 10851.8 | 10966.06 | 10851.8 | 10950.3 | 20.24 | 4.96 | 1.28 | 10951.58 | 0.010118
| 2007-03-27 | 10996.36 | 11101.42 | 10996.36 | 11079.02 | 20.49 | 5.02 | 1.26 | 11080.28 | 0.011752
| 2007-03-28 | 11114.43 | 11146.85 | 11051.13 | 11086.03 | 20.53 | 5.03 | 1.26 | 11087.29 | 0.00063266
| 2007-03-29 | 11103.87 | 11197.64 | 11103.87 | 11183.48 | 20.69 | 5.07 | 1.25 | 11184.73 | 0.0087884
| 2007-03-30 | 11241.78 | 11338.66 | 11227.82 | 11307.04 | 21 | 5.15 | 1.23 | 11308.27 | 0.011045
| 2007-03-31 | 11325.96 | 11356.95 | 11231.16 | 11279.96 | 20.92 | 5.13 | 1.24 | 11281.2 | -0.0023938
| 2007-04-03 | 11342.96 | 11579.1 | 11342.96 | 11564.36 | 21.39 | 5.24 | 1.21 | 11565.57 | 0.025207
| 2007-04-04 | 11599.8 | 11710.69 | 11570.11 | 11638.01 | 21.46 | 5.26 | 1.21 | 11639.22 | 0.006368
| 2007-04-05 | 11671.14 | 11755.2 | 11653.39 | 11746.9 | 21.62 | 5.3 | 1.2 | 11748.1 | 0.0093546
| 2007-04-07 | 11845.13 | 11930.66 | 11564.87 | 11589.44 | 21.32 | 5.23 | 1.21 | 11590.65 | -0.013402
| 2007-04-10 | 11620.38 | 11691.92 | 11535.28 | 11662.55 | 21.41 | 5.25 | 1.21 | 11663.76 | 0.0063077
| 2007-04-12 | 11693.15 | 11702.77 | 11302.78 | 11355.73 | 20.86 | 5.12 | 1.24 | 11356.97 | -0.026303
| 2007-04-13 | 11366.91 | 11380.83 | 11008.43 | 11237.23 | 20.72 | 5.08 | 1.25 | 11238.48 | -0.010433
| 2007-04-17 | 11323.74 | 11560.9 | 11323.74 | 11539.68 | 21.04 | 5.19 | 1.22 | 11540.9 | 0.026909
| 2007-04-18 | 11624.97 | 11834.77 | 11624.97 | 11821.57 | 21.54 | 5.34 | 1.19 | 11822.76 | 0.024423
| 2007-04-19 | 11880.05 | 11986.09 | 11799.62 | 11895.98 | 21.62 | 5.38 | 1.18 | 11897.16 | 0.0062929
| 2007-04-20 | 11941.49 | 12053.74 | 11866.21 | 12039.55 | 21.82 | 5.42 | 1.17 | 12040.72 | 0.012067
| 2007-04-21 | 12053.9 | 12102 | 11860.35 | 12030.3 | 21.74 | 5.41 | 1.17 | 12031.47 | -0.00076823
| 2007-04-24 | 12063.73 | 12071.07 | 11882.48 | 11915.24 | 21.57 | 5.37 | 1.18 | 11916.42 | -0.0095624
| 2007-04-25 | 11943.08 | 11953 | 11621.61 | 11646.78 | 21.07 | 5.25 | 1.21 | 11647.99 | -0.022526
| 2007-04-26 | 11677.05 | 11965.09 | 11635.4 | 11938.53 | 21.59 | 5.39 | 1.18 | 11939.71 | 0.025045
| 2007-04-27 | 11968.8 | 12086.91 | 11803.49 | 11835.02 | 21.15 | 5.32 | 1.19 | 11836.21 | -0.0086686
| 2007-04-28 | 11698.68 | 11877.32 | 11344.61 | 11851.93 | 21.02 | 5.34 | 1.19 | 11853.12 | 0.0014287
| 2007-04-29 | 11881.51 | 12061.06 | 11881.51 | 12042.56 | 21.28 | 5.4 | 1.17 | 12043.73 | 0.016081
| 2007-05-02 | 12103.78 | 12288.51 | 12103.78 | 12218.78 | 21.39 | 5.46 | 1.16 | 12219.94 | 0.014631
| 2007-05-03 | 12231.12 | 12337.01 | 12134.19 | 12310.72 | 21.55 | 5.51 | 1.15 | 12311.87 | 0.007523
| 2007-05-04 | 12343.63 | 12482.91 | 12264.14 | 12347.63 | 21.59 | 5.51 | 1.15 | 12348.78 | 0.0029979
| 2007-05-05 | 12373.47 | 12443.54 | 12304.59 | 12359.7 | 21.65 | 5.53 | 1.15 | 12360.85 | 0.00097742
| 2007-05-08 | 12393.22 | 12511.07 | 12393.22 | 12462.47 | 21.81 | 5.57 | 1.14 | 12463.61 | 0.0083133
| 2007-05-09 | 12488.38 | 12546.47 | 12356.04 | 12513.86 | 21.95 | 5.61 | 1.13 | 12514.99 | 0.0041224
| 2007-05-10 | 12546.93 | 12624.37 | 12530.98 | 12612.38 | 22.15 | 5.6 | 1.18 | 12613.56 | 0.0078762
| 2007-05-11 | 12631.54 | 12671.11 | 12397.02 | 12435.41 | 21.84 | 5.52 | 1.2 | 12436.61 | -0.014029
| 2007-05-12 | 12400.71 | 12421.76 | 12224.44 | 12285.11 | 21.58 | 5.46 | 1.22 | 12286.33 | -0.012084
| 2007-05-15 | 12272.64 | 12272.64 | 11770.76 | 11822.2 | 20.87 | 5.28 | 1.26 | 11823.46 | -0.037674
| 2007-05-16 | 11861.18 | 11954.51 | 11378.96 | 11873.73 | 20.97 | 5.3 | 1.25 | 11874.98 | 0.0043574
| 2007-05-17 | 11962.87 | 12238.81 | 11962.87 | 12217.81 | 21.61 | 5.46 | 1.21 | 12219.02 | 0.028972
| 2007-05-18 | 12163.98 | 12163.98 | 11330.45 | 11391.43 | 20.22 | 5.1 | 1.3 | 11392.73 | -0.067623
| 2007-05-19 | 11549.67 | 11697.11 | 10799.01 | 10938.61 | 19.42 | 4.9 | 1.35 | 10939.96 | -0.039742
| 2007-05-22 | 11071.63 | 11142.9 | 9826.91 | 10481.77 | 18.49 | 4.67 | 1.42 | 10483.19 | -0.041752
| 2007-05-23 | 10590.67 | 10859.2 | 10185.48 | 10822.78 | 19.1 | 4.82 | 1.38 | 10824.16 | 0.032525
| 2007-05-24 | 10830.98 | 11000.96 | 10504.59 | 10573.15 | 18.62 | 4.7 | 1.41 | 10574.56 | -0.02306
| 2007-05-25 | 10520.9 | 10720.67 | 10274.93 | 10666.32 | 18.89 | 4.78 | 1.39 | 10667.71 | 0.0088089
| 2007-05-26 | 10735.14 | 11050.77 | 10735.14 | 10809.35 | 19 | 4.8 | 1.38 | 10810.73 | 0.013407
| 2007-05-29 | 10855.03 | 10992.38 | 10781.61 | 10853.14 | 19.07 | 4.81 | 1.38 | 10854.52 | 0.0040506
| 2007-05-30 | 10886.61 | 10988.23 | 10722.92 | 10786.63 | 18.94 | 4.78 | 1.39 | 10788.02 | -0.0061265
| 2007-05-31 | 10679.49 | 10679.49 | 10111.96 | 10398.61 | 18.27 | 4.61 | 1.44 | 10400.05 | -0.035963
| 2007-06-01 | 10472.46 | 10597.23 | 10017.82 | 10071.42 | 17.8 | 4.46 | 1.49 | 10072.91 | -0.031456
| 2007-06-02 | 10104.57 | 10477.35 | 10011.45 | 10451.33 | 18.5 | 4.64 | 1.43 | 10452.76 | 0.03771
| 2007-06-05 | 10537.08 | 10552.38 | 10186.33 | 10213.48 | 18.1 | 4.54 | 1.46 | 10214.94 | -0.022752
| 2007-06-06 | 10087.96 | 10192.73 | 9884.89 | 9957.32 | 17.59 | 4.34 | 1.52 | 9958.84 | -0.025071
| 2007-06-07 | 9919.28 | 10051.81 | 9609.21 | 9756.76 | 17.19 | 4.24 | 1.55 | 9758.31 | -0.020136
| 2007-06-08 | 9664.9 | 9664.9 | 9200.8 | 9295.81 | 16.42 | 4.05 | 1.63 | 9297.44 | -0.047228
| 2007-06-09 | 9270.78 | 9849.2 | 9262.2 | 9810.46 | 17.29 | 4.26 | 1.54 | 9812 | 0.055344
| 2007-06-12 | 9858.47 | 9859.38 | 9428.03 | 9476.15 | 17.16 | 4.05 | 1.56 | 9477.71 | -0.03407
| 2007-06-13 | 9360.06 | 9360.06 | 8993.58 | 9062.65 | 16.51 | 3.9 | 1.62 | 9064.27 | -0.043622
| 2007-06-14 | 9156.97 | 9387.06 | 8799.01 | 8929.44 | 16.29 | 3.84 | 1.64 | 8931.08 | -0.014694
| 2007-06-15 | 9133.36 | 9589.05 | 9092.16 | 9545.06 | 17.32 | 4.09 | 1.54 | 9546.6 | 0.068919
| 2007-06-16 | 9703.06 | 10118.28 | 9703.06 | 9884.51 | 17.9 | 4.22 | 1.49 | 9886 | 0.035552
| 2007-06-19 | 9903.11 | 10049.94 | 9755.21 | 9997.84 | 18.08 | 4.27 | 1.48 | 9999.32 | 0.011463
| 2007-06-20 | 9958.33 | 9958.33 | 9745.17 | 9822.52 | 17.78 | 4.2 | 1.5 | 9824.02 | -0.017531
| 2007-06-21 | 9828.93 | 10054.05 | 9752.65 | 10040.14 | 18.17 | 4.29 | 1.47 | 10041.61 | 0.022149
| 2007-06-22 | 10093.38 | 10362.74 | 10093.38 | 10275.88 | 18.58 | 4.38 | 1.44 | 10277.32 | 0.023473
| 2007-06-23 | 10201.31 | 10453.61 | 10025.19 | 10401.3 | 18.84 | 4.44 | 1.42 | 10402.72 | 0.012202
| 2007-06-25 | 10443.6 | 10510.07 | 10367.04 | 10412.93 | 18.88 | 4.45 | 1.41 | 10414.34 | 0.001117
| 2007-06-26 | 10427.85 | 10451.47 | 9991.12 | 10042.06 | 18.2 | 4.29 | 1.47 | 10043.53 | -0.035606
| 2007-06-27 | 10058.29 | 10224.26 | 9901.58 | 10151.01 | 18.52 | 4.18 | 1.53 | 10152.54 | 0.010854
| 2007-06-28 | 10067.55 | 10204.66 | 9909.76 | 10129.7 | 18.5 | 4.18 | 1.53 | 10131.23 | -0.002099
| 2007-06-29 | 10193.94 | 10326.05 | 10109.56 | 10162.16 | 18.57 | 4.19 | 1.52 | 10163.68 | 0.003203
| 2007-06-30 | 10316.12 | 10626.84 | 10316.12 | 10609.25 | 19.4 | 4.38 | 1.46 | 10610.71 | 0.043983
| 2007-07-03 | 10616.97 | 10729.92 | 10589.46 | 10695.26 | 19.56 | 4.41 | 1.45 | 10696.71 | 0.008105
| 2007-07-04 | 10755.45 | 10800.11 | 10644.72 | 10662.22 | 19.51 | 4.4 | 1.45 | 10663.67 | -0.0030888
| 2007-07-05 | 10641.33 | 10940.45 | 10611.35 | 10919.64 | 19.88 | 4.49 | 1.42 | 10921.06 | 0.024137
| 2007-07-06 | 10836.49 | 10839.53 | 10703 | 10767.97 | 19.63 | 4.43 | 1.44 | 10769.41 | -0.013886
| 2007-07-07 | 10813.75 | 10887.67 | 10440.02 | 10509.53 | 19.19 | 4.33 | 1.48 | 10511.01 | -0.023994
| 2007-07-10 | 10484.25 | 10704.78 | 10461.73 | 10684.3 | 19.62 | 4.43 | 1.44 | 10685.74 | 0.016624
| 2007-07-11 | 10699.62 | 10704.01 | 10566.71 | 10614.35 | 19.45 | 4.39 | 1.46 | 10615.81 | -0.0065442
| 2007-07-12 | 10604.64 | 10939.68 | 10549.85 | 10930.09 | 19.92 | 4.52 | 1.42 | 10931.51 | 0.029739
| 2007-07-13 | 10922.61 | 10922.61 | 10797.49 | 10858.5 | 19.76 | 4.48 | 1.43 | 10859.93 | -0.006548
| 2007-07-14 | 10782.98 | 10782.98 | 10563.76 | 10678.22 | 19.48 | 4.42 | 1.45 | 10679.67 | -0.016599
| 2007-07-17 | 10647.26 | 10647.26 | 10262.57 | 10293.22 | 18.73 | 4.25 | 1.5 | 10294.72 | -0.036045
| 2007-07-18 | 10336.62 | 10406.43 | 10149.85 | 10226.78 | 18.65 | 4.23 | 1.51 | 10228.29 | -0.0064528
| 2007-07-19 | 10320.59 | 10408.16 | 9972.73 | 10007.34 | 18.07 | 4.15 | 1.54 | 10008.88 | -0.021451
| 2007-07-20 | 10189.67 | 10409.58 | 10189.67 | 10352.94 | 18.51 | 4.28 | 1.49 | 10354.43 | 0.034524
| 2007-07-21 | 10336.38 | 10336.38 | 10035.24 | 10085.91 | 17.94 | 4.16 | 1.54 | 10087.45 | -0.025784
| 2007-07-24 | 10042.47 | 10252.75 | 9875.35 | 10215.37 | 18.16 | 4.22 | 1.51 | 10216.88 | 0.012831
| 2007-07-25 | 10351.75 | 10443.05 | 10302.62 | 10415.61 | 18.48 | 4.29 | 1.49 | 10417.1 | 0.019597
| 2007-07-26 | 10465.34 | 10648.77 | 10362.61 | 10617.27 | 18.54 | 4.39 | 1.46 | 10618.73 | 0.019356
| 2007-07-27 | 10671.77 | 10762.67 | 10589.68 | 10741.59 | 18.91 | 4.46 | 1.43 | 10743.02 | 0.011705
| 2007-07-28 | 10787.65 | 10787.65 | 10603.83 | 10680.23 | 18.71 | 4.43 | 1.44 | 10681.67 | -0.0057107
| 2007-07-31 | 10759.19 | 10853.91 | 10710.29 | 10743.88 | 18.74 | 4.45 | 1.43 | 10745.31 | 0.0059579
| 2007-08-01 | 10737.5 | 10777.47 | 10645.99 | 10751.66 | 18.72 | 4.46 | 1.43 | 10753.09 | 0.00072404
| 2007-08-02 | 10747.13 | 10891.38 | 10730.13 | 10876.19 | 18.97 | 4.52 | 1.41 | 10877.6 | 0.011579
| 2007-08-03 | 10929.03 | 11081.9 | 10875.87 | 10923.16 | 19.02 | 4.53 | 1.41 | 10924.57 | 0.004318
| 2007-08-04 | 10939.8 | 11039.34 | 10810.04 | 10866.51 | 18.93 | 4.51 | 1.42 | 10867.93 | -0.0051846
| 2007-08-07 | 10863.28 | 10869.66 | 10780.01 | 10812.64 | 18.79 | 4.48 | 1.43 | 10814.07 | -0.0049559
| 2007-08-08 | 10839.53 | 11028.02 | 10839.53 | 11014.97 | 19.13 | 4.56 | 1.4 | 11016.37 | 0.018707
| 2007-08-09 | 10990.73 | 11187.65 | 10939.21 | 11145.18 | 19.34 | 4.61 | 1.39 | 11146.57 | 0.011819
| 2007-08-10 | 11175 | 11213.03 | 11051.75 | 11149.17 | 19.33 | 4.61 | 1.39 | 11150.56 | 0.00035796
| 2007-08-11 | 11181.34 | 11241.11 | 11069.25 | 11192.46 | 19.42 | 4.63 | 1.38 | 11193.84 | 0.0038814
| 2007-08-14 | 11221.86 | 11330.3 | 11221.86 | 11312.99 | 19.63 | 4.68 | 1.37 | 11314.36 | 0.010767
| 2007-08-16 | 11384.05 | 11507.92 | 11384.05 | 11448.31 | 19.88 | 4.47 | 1.38 | 11449.69 | 0.011961
| 2007-08-17 | 11498.47 | 11551.59 | 11379.44 | 11477.48 | 19.86 | 4.47 | 1.39 | 11478.87 | 0.0025485
| 2007-08-18 | 11498.51 | 11508.17 | 11409.11 | 11465.72 | 19.85 | 4.47 | 1.39 | 11467.11 | -0.0010245
| 2007-08-21 | 11488.03 | 11531.6 | 11375.9 | 11511.68 | 19.87 | 4.47 | 1.38 | 11513.06 | 0.0040071
| 2007-08-22 | 11547.42 | 11619.86 | 11460.93 | 11502.62 | 19.86 | 4.47 | 1.39 | 11504.01 | -0.00078606
| 2007-08-23 | 11579.92 | 11579.92 | 11374.86 | 11406.65 | 19.73 | 4.44 | 1.39 | 11408.04 | -0.0083423
| 2007-08-24 | 11367.74 | 11566.89 | 11297.23 | 11531.95 | 19.94 | 4.49 | 1.38 | 11533.33 | 0.010983
| 2007-08-25 | 11589.35 | 11635.25 | 11542.1 | 11572.2 | 20 | 4.5 | 1.38 | 11573.58 | 0.0034899
| 2007-08-28 | 11583.73 | 11633.35 | 11552.44 | 11619.52 | 20.08 | 4.52 | 1.37 | 11620.89 | 0.0040878
| 2007-08-29 | 11651.96 | 11739.77 | 11651.96 | 11706.85 | 20.26 | 4.56 | 1.36 | 11708.21 | 0.0075141
| 2007-08-30 | 11735.05 | 11756.08 | 11643.38 | 11723.92 | 20.27 | 4.56 | 1.36 | 11725.28 | 0.001458
| 2007-08-31 | 11754.07 | 11794.43 | 11675.08 | 11699.05 | 20.26 | 4.56 | 1.36 | 11700.41 | -0.0021211
| 2007-09-01 | 11699.57 | 11795.02 | 11666.01 | 11778.02 | 20.36 | 4.58 | 1.35 | 11779.37 | 0.0067485
| 2007-09-04 | 11824.49 | 11939.96 | 11824.49 | 11914.21 | 20.59 | 4.63 | 1.34 | 11915.55 | 0.011561
| 2007-09-05 | 11927.42 | 11945.53 | 11847.93 | 11904.6 | 20.58 | 4.63 | 1.34 | 11905.94 | -0.00080651
| 2007-09-06 | 11908.53 | 11983.48 | 11904.92 | 11933.21 | 20.59 | 4.63 | 1.34 | 11934.55 | 0.002403
| 2007-09-07 | 11893.33 | 11921.3 | 11815.43 | 11853.85 | 20.44 | 4.6 | 1.35 | 11855.2 | -0.0066488
| 2007-09-08 | 11859.44 | 11940.58 | 11825.22 | 11918.65 | 20.56 | 4.58 | 1.36 | 11920.01 | 0.0054668
| 2007-09-11 | 11959.56 | 11971.6 | 11505.6 | 11550.69 | 19.95 | 4.44 | 1.4 | 11552.09 | -0.030866
| 2007-09-12 | 11564.95 | 11671.8 | 11444.18 | 11660.79 | 20.11 | 4.48 | 1.39 | 11662.18 | 0.0095299
| 2007-09-13 | 11723.78 | 11938.41 | 11723.78 | 11893.79 | 20.52 | 4.57 | 1.36 | 11895.15 | 0.019977
| 2007-09-14 | 11936.8 | 12003.68 | 11892.24 | 11973.02 | 20.61 | 4.59 | 1.35 | 11974.37 | 0.0066599
| 2007-09-15 | 11977.69 | 12041.7 | 11847.61 | 12009.59 | 20.66 | 4.6 | 1.35 | 12010.94 | 0.003054
| 2007-09-18 | 12006.19 | 12114.95 | 12006.19 | 12071.3 | 20.74 | 4.62 | 1.34 | 12072.64 | 0.005137
| 2007-09-19 | 12103.44 | 12152.6 | 11915.21 | 11970.47 | 20.58 | 4.59 | 1.35 | 11971.82 | -0.0083511
| 2007-09-20 | 11946.32 | 12128.99 | 11833.61 | 12109.14 | 20.86 | 4.65 | 1.34 | 12110.48 | 0.011582
| 2007-09-21 | 12167.91 | 12285.9 | 12167.91 | 12274.27 | 21.15 | 4.71 | 1.32 | 12275.59 | 0.013634
| 2007-09-22 | 12244.41 | 12303.42 | 12170.2 | 12236.78 | 21.08 | 4.7 | 1.32 | 12238.1 | -0.003054
| 2007-09-25 | 12257.27 | 12273.71 | 12145.09 | 12173.91 | 20.94 | 4.67 | 1.33 | 12175.24 | -0.0051364
| 2007-09-26 | 12206.79 | 12331.45 | 12160.58 | 12321.19 | 21.2 | 4.72 | 1.31 | 12322.5 | 0.012095
| 2007-09-27 | 12359.01 | 12442.82 | 12339.98 | 12366.91 | 21.25 | 4.74 | 1.31 | 12368.22 | 0.0037103
| 2007-09-28 | 12388.66 | 12431.79 | 12340.17 | 12380.74 | 21.22 | 4.73 | 1.31 | 12382.05 | 0.0011182
| 2007-09-29 | 12414.66 | 12485.17 | 12381.29 | 12454.42 | 21.34 | 4.61 | 1.37 | 12455.79 | 0.0059554
| 2007-10-03 | 12473.79 | 12489.28 | 12343.8 | 12366.39 | 21.22 | 4.58 | 1.38 | 12367.77 | -0.0070666
| 2007-10-04 | 12401.09 | 12419.65 | 12178.83 | 12204.01 | 20.89 | 4.51 | 1.4 | 12205.41 | -0.013128
| 2007-10-05 | 12299.21 | 12415.97 | 12299.21 | 12389.41 | 21.16 | 4.57 | 1.38 | 12390.79 | 0.015188
| 2007-10-06 | 12391.26 | 12434.22 | 12357.69 | 12372.81 | 21.12 | 4.56 | 1.39 | 12374.2 | -0.0013389
| 2007-10-09 | 12335.82 | 12429.74 | 12261.49 | 12365.83 | 21.53 | 4.65 | 1.36 | 12367.19 | -0.0005665
| 2007-10-10 | 12416.43 | 12481.93 | 12341.34 | 12363.77 | 21.56 | 4.65 | 1.36 | 12365.13 | -0.00016657
| 2007-10-11 | 12446.72 | 12514.18 | 12301.51 | 12353.49 | 21.44 | 4.65 | 1.36 | 12354.85 | -0.00083137
| 2007-10-12 | 12387.89 | 12558.71 | 12315.02 | 12537.98 | 21.75 | 4.72 | 1.34 | 12539.32 | 0.014931
| 2007-10-13 | 12632.62 | 12756.23 | 12632.62 | 12736.42 | 22.09 | 4.79 | 1.32 | 12737.74 | 0.015824
| 2007-10-16 | 12785.03 | 12953.76 | 12785.03 | 12928.18 | 22.43 | 4.86 | 1.3 | 12929.48 | 0.015053
| 2007-10-17 | 12981.53 | 12994.45 | 12819.35 | 12883.83 | 22.23 | 4.84 | 1.31 | 12885.14 | -0.0034294
| 2007-10-18 | 12875.38 | 12920.59 | 12830.84 | 12858.48 | 21.98 | 4.83 | 1.31 | 12859.79 | -0.0019674
| 2007-10-19 | 12881.8 | 12925.6 | 12654.98 | 12723.59 | 21.64 | 4.78 | 1.32 | 12724.91 | -0.010489
| 2007-10-20 | 12756.41 | 12849.02 | 12679.85 | 12709.4 | 21.48 | 4.78 | 1.32 | 12710.72 | -0.0011151
| 2007-10-21 | 12785.29 | 12837.28 | 12714.72 | 12736.82 | 21.51 | 4.79 | 1.32 | 12738.14 | 0.0021572
| 2007-10-23 | 12757.31 | 12766.3 | 12612.36 | 12623.28 | 21.34 | 4.75 | 1.33 | 12624.61 | -0.0089126
| 2007-10-26 | 12636.16 | 12718.31 | 12636.16 | 12698.41 | 21.37 | 4.77 | 1.33 | 12699.74 | 0.0059511
| 2007-10-27 | 12741.85 | 12921.23 | 12741.85 | 12906.81 | 21.65 | 4.86 | 1.3 | 12908.11 | 0.016407
| 2007-10-30 | 12925.43 | 13039.3 | 12844.85 | 13024.26 | 21.48 | 4.9 | 1.29 | 13025.55 | 0.0090982
| 2007-10-31 | 13048.76 | 13075.85 | 12907.94 | 12961.9 | 21.25 | 4.86 | 1.3 | 12963.2 | -0.0047867
| 2007-11-01 | 12992.62 | 13050.73 | 12937.3 | 13033.04 | 21.37 | 4.89 | 1.29 | 13034.33 | 0.0054871
| 2007-11-02 | 13062.52 | 13137.74 | 13014.65 | 13091.12 | 21.52 | 4.93 | 1.28 | 13092.4 | 0.0044552
| 2007-11-03 | 13119.34 | 13146.86 | 13017.84 | 13130.79 | 21.64 | 4.95 | 1.28 | 13132.07 | 0.00303
| 2007-11-06 | 13155.11 | 13206.87 | 13111.65 | 13186.89 | 21.68 | 4.96 | 1.27 | 13188.16 | 0.0042712
| 2007-11-07 | 13208.79 | 13300.69 | 13135.21 | 13156.66 | 21.6 | 4.94 | 1.28 | 13157.94 | -0.0022914
| 2007-11-08 | 13176.08 | 13202.68 | 12950.07 | 13072.51 | 21.45 | 4.91 | 1.29 | 13073.8 | -0.0063946
| 2007-11-09 | 13107.78 | 13192.89 | 13069.85 | 13137.49 | 21.55 | 4.93 | 1.28 | 13138.77 | 0.0049695
| 2007-11-10 | 13187.51 | 13303.85 | 13104.98 | 13282.91 | 21.78 | 4.99 | 1.27 | 13284.18 | 0.011067
| 2007-11-13 | 13295.24 | 13410.08 | 13287.28 | 13399 | 22.01 | 5.04 | 1.26 | 13400.26 | 0.0087382
| 2007-11-14 | 13439.71 | 13486.74 | 13380.77 | 13425.5 | 22.04 | 5.05 | 1.25 | 13426.75 | 0.0019768
| 2007-11-15 | 13476.28 | 13506.08 | 13390.79 | 13469.37 | 22.08 | 5.05 | 1.25 | 13470.62 | 0.0032674
| 2007-11-16 | 13500.7 | 13588.01 | 13459.28 | 13505.89 | 22.1 | 5.06 | 1.25 | 13507.14 | 0.0027111
| 2007-11-17 | 13678.04 | 13678.04 | 13383.43 | 13429.48 | 22.01 | 5.04 | 1.26 | 13430.74 | -0.0056563
| 2007-11-20 | 13390.95 | 13463.06 | 13200.36 | 13430.71 | 22.03 | 5.04 | 1.25 | 13431.96 | 9.0836e-05
| 2007-11-21 | 13434.58 | 13630.41 | 13434.58 | 13616.77 | 22.37 | 5.12 | 1.24 | 13618.01 | 0.013851
| 2007-11-22 | 13625.09 | 13740.39 | 13625.09 | 13706.53 | 22.57 | 5.17 | 1.22 | 13707.75 | 0.0065898
| 2007-11-23 | 13667.13 | 13790.82 | 13643.47 | 13680.83 | 22.51 | 5.15 | 1.23 | 13682.06 | -0.0018741
| 2007-11-24 | 13669.81 | 13767.85 | 13665.52 | 13703.33 | 22.63 | 5.18 | 1.22 | 13704.55 | 0.0016438
| 2007-11-27 | 13716.46 | 13799.08 | 13716.46 | 13773.59 | 22.81 | 5.22 | 1.21 | 13774.8 | 0.005126
| 2007-11-28 | 13690.67 | 13691.12 | 13577.38 | 13601.95 | 22.55 | 5.16 | 1.23 | 13603.18 | -0.012459
| 2007-11-29 | 13649.2 | 13711.76 | 13586.04 | 13616.73 | 22.54 | 5.16 | 1.23 | 13617.96 | 0.0010865
| 2007-11-30 | 13630.9 | 13745.16 | 13630.58 | 13696.31 | 22.69 | 5.19 | 1.22 | 13697.53 | 0.005843
| 2007-12-01 | 13729.67 | 13857.81 | 13725.78 | 13844.78 | 22.92 | 5.25 | 1.21 | 13845.99 | 0.010838
| 2007-12-04 | 13846.71 | 13912.54 | 13828.51 | 13874.33 | 22.97 | 5.26 | 1.2 | 13875.53 | 0.0021335
| 2007-12-05 | 14028.47 | 14028.47 | 13905.65 | 13937.65 | 23.06 | 5.28 | 1.2 | 13938.85 | 0.0045634
| 2007-12-06 | 13951.09 | 14035.3 | 13847.67 | 13949 | 23.1 | 5.29 | 1.2 | 13950.2 | 0.00081427
| 2007-12-07 | 13962.94 | 14002.72 | 13915.74 | 13972.03 | 23.13 | 5.3 | 1.19 | 13973.22 | 0.0016502
| 2007-12-08 | 14007.67 | 14009.56 | 13756.86 | 13799.49 | 22.83 | 5.23 | 1.21 | 13800.7 | -0.012346
| 2007-12-11 | 13783 | 13801.98 | 13261.73 | 13399.43 | 22.18 | 5.08 | 1.25 | 13400.68 | -0.028985
| 2007-12-12 | 13413.61 | 13492.21 | 12801.65 | 12995.02 | 21.44 | 4.91 | 1.29 | 12996.31 | -0.030175
| 2007-12-13 | 13011.37 | 13223 | 12830.38 | 13181.34 | 21.72 | 4.97 | 1.27 | 13182.61 | 0.014335
| 2007-12-14 | 13256.81 | 13524.77 | 13239.79 | 13487.16 | 22.22 | 5.09 | 1.24 | 13488.4 | 0.023196
| 2007-12-15 | 13545.6 | 13669.65 | 13545.6 | 13614.52 | 22.41 | 5.13 | 1.23 | 13615.75 | 0.0094414
| 2007-12-18 | 13695.6 | 13744.17 | 13416.4 | 13731.09 | 22.64 | 5.18 | 1.22 | 13732.31 | 0.0085607
| 2007-12-19 | 13737.36 | 13748.62 | 13237.39 | 13382.01 | 22.05 | 5.05 | 1.25 | 13383.26 | -0.025418
| 2007-12-20 | 13452.69 | 13568.09 | 13232.56 | 13340.21 | 21.99 | 5.03 | 1.26 | 13341.47 | -0.0031226
| 2007-12-21 | 13313.91 | 13441.36 | 13182.35 | 13384.86 | 22.06 | 5.05 | 1.25 | 13386.11 | 0.003346
| 2007-12-22 | 13398.13 | 13493.88 | 13362.11 | 13471.74 | 22.26 | 5.1 | 1.24 | 13472.98 | 0.0064896
| 2007-12-26 | 13501.44 | 13726.62 | 13490.77 | 13708.34 | 22.69 | 5.19 | 1.22 | 13709.56 | 0.01756
| 2007-12-27 | 13734.01 | 13911.59 | 13734.01 | 13859.69 | 22.86 | 5.23 | 1.21 | 13860.9 | 0.011039
| 2007-12-28 | 13893.29 | 13960.39 | 13819.77 | 13846.34 | 22.84 | 5.23 | 1.21 | 13847.55 | -0.00096314
| 2007-12-29 | 13873.03 | 13929.1 | 13770.06 | 13786.91 | 22.76 | 5.21 | 1.21 | 13788.12 | -0.0042917
2007 | 2007-01-02 | 13827.77 | 13980.54 | 13797.44 | 13942.24 | 23.01 | 5.27 | 1.2 | 13943.44 | 0.011265
| 2007-01-03 | 13969.45 | 14035.67 | 13897.42 | 14014.92 | 23.14 | 5.3 | 1.19 | 14016.11 | 0.0052118
| 2007-01-04 | 14029.04 | 14060.35 | 13850.38 | 13871.71 | 22.91 | 5.24 | 1.21 | 13872.92 | -0.010216
| 2007-01-05 | 13768.79 | 13971.82 | 13763.39 | 13860.52 | 22.91 | 5.24 | 1.21 | 13861.73 | -0.00080661
| 2007-01-08 | 13855.89 | 13855.89 | 13599.87 | 13652.15 | 22.6 | 5.17 | 1.22 | 13653.37 | -0.015031
| 2007-01-09 | 13650.96 | 13748.42 | 13493.38 | 13566.33 | 22.49 | 5.15 | 1.23 | 13567.56 | -0.0062849
| 2007-01-10 | 13569.57 | 13569.57 | 13336.52 | 13362.16 | 22.13 | 5.07 | 1.25 | 13363.41 | -0.015047
| 2007-01-11 | 13331.38 | 13667.8 | 13303.22 | 13630.71 | 22.56 | 5.19 | 1.22 | 13631.93 | 0.020094
| 2007-01-12 | 13729.07 | 14070.88 | 13729.07 | 14056.53 | 23.18 | 5.33 | 1.19 | 14057.72 | 0.031235
| 2007-01-15 | 14110.44 | 14202.12 | 14103.12 | 14129.64 | 23.25 | 5.35 | 1.18 | 14130.82 | 0.0052
| 2007-01-16 | 14146 | 14211.15 | 14070.65 | 14114.73 | 23.15 | 5.35 | 1.18 | 14115.91 | -0.0010551
| 2007-01-17 | 14116.25 | 14185.12 | 14089.63 | 14131.34 | 23.05 | 5.34 | 1.18 | 14132.52 | 0.0011767
| 2007-01-18 | 14165.77 | 14325.92 | 14140.35 | 14217.75 | 23.21 | 5.38 | 1.18 | 14218.93 | 0.0061143
| 2007-01-19 | 14271.24 | 14300.11 | 14067.52 | 14182.71 | 22.83 | 5.36 | 1.18 | 14183.89 | -0.0024643
| 2007-01-22 | 14217.8 | 14259.07 | 14111.75 | 14209.24 | 22.8 | 5.37 | 1.18 | 14210.42 | 0.0018704
| 2007-01-23 | 14212.12 | 14212.12 | 14025.74 | 14041.24 | 22.24 | 5.31 | 1.19 | 14042.43 | -0.011822
| 2007-01-24 | 14069.61 | 14156.46 | 14043.54 | 14110.46 | 22.35 | 5.34 | 1.18 | 14111.64 | 0.0049286
| 2007-01-25 | 14151.62 | 14307.19 | 14115.4 | 14282.72 | 22.61 | 5.41 | 1.17 | 14283.89 | 0.012206
| 2007-01-29 | 14306.97 | 14316.54 | 14185.92 | 14211.96 | 22.38 | 5.4 | 1.17 | 14213.13 | -0.0049538
| 2007-01-31 | 14219.38 | 14269.31 | 14045.61 | 14090.92 | 21.85 | 5.35 | 1.18 | 14092.1 | -0.0085154
| 2007-02-01 | 14124.36 | 14278.08 | 14109.91 | 14267.18 | 21.82 | 5.43 | 1.17 | 14268.35 | 0.012507
| 2007-02-02 | 14293.11 | 14462.77 | 14293.11 | 14403.77 | 21.95 | 5.47 | 1.16 | 14404.93 | 0.0095722
| 2007-02-05 | 14432.09 | 14526.51 | 14372.36 | 14515.9 | 22.11 | 5.51 | 1.15 | 14517.05 | 0.0077834
| 2007-02-06 | 14541.24 | 14564.8 | 14452.78 | 14478.19 | 22.01 | 5.49 | 1.15 | 14479.34 | -0.0025976
| 2007-02-07 | 14493.56 | 14663.26 | 14478.45 | 14643.13 | 22.16 | 5.53 | 1.14 | 14644.27 | 0.011391
| 2007-02-08 | 14690.58 | 14697.69 | 14523.16 | 14652.09 | 22.15 | 5.52 | 1.15 | 14653.24 | 0.00061253
| 2007-02-09 | 14684.35 | 14723.88 | 14493.67 | 14538.9 | 22 | 5.49 | 1.15 | 14540.05 | -0.0077246
| 2007-02-12 | 14529.28 | 14529.28 | 14146.22 | 14190.7 | 21.51 | 5.36 | 1.18 | 14191.88 | -0.023946
| 2007-02-13 | 14168.33 | 14363.74 | 13957.7 | 14090.98 | 21.46 | 5.35 | 1.18 | 14092.16 | -0.0070266
| 2007-02-14 | 13990.41 | 14036.61 | 13805.36 | 14009.9 | 21.46 | 5.35 | 1.18 | 14011.08 | -0.0057536
| 2007-02-15 | 14107.09 | 14372.96 | 14107.09 | 14355.55 | 21.93 | 5.47 | 1.16 | 14356.71 | 0.024668
| 2007-02-19 | 14406.88 | 14479.18 | 14372.07 | 14402.9 | 22 | 5.49 | 1.15 | 14404.05 | 0.0032974
| 2007-02-20 | 14449.23 | 14466.76 | 14230.47 | 14253.38 | 21.74 | 5.42 | 1.17 | 14254.55 | -0.010379
| 2007-02-21 | 14199.07 | 14312.88 | 14157.72 | 14188.49 | 21.67 | 5.4 | 1.17 | 14189.66 | -0.0045522
| 2007-02-22 | 14200.11 | 14287.03 | 13978.05 | 14021.31 | 21.46 | 5.35 | 1.18 | 14022.49 | -0.011781
| 2007-02-23 | 14071.27 | 14071.27 | 13568.08 | 13632.53 | 20.88 | 5.21 | 1.21 | 13633.74 | -0.027723
| 2007-02-26 | 13684.95 | 13723.4 | 13383.88 | 13649.52 | 20.88 | 5.21 | 1.22 | 13650.74 | 0.0012469
| 2007-02-27 | 13703.41 | 13703.41 | 13408.56 | 13478.83 | 20.64 | 5.15 | 1.23 | 13480.06 | -0.012503
| 2007-02-28 | 13045.12 | 13298.52 | 12800.91 | 12938.09 | 19.85 | 4.95 | 1.28 | 12939.37 | -0.04011
| 2007-03-01 | 13013.74 | 13193.13 | 12861.35 | 13159.55 | 20.22 | 5.04 | 1.25 | 13160.8 | 0.017113
| 2007-03-02 | 13139.1 | 13254.03 | 12836.75 | 12886.13 | 19.8 | 4.94 | 1.28 | 12887.41 | -0.020773
| 2007-03-05 | 12716.85 | 12716.85 | 12344.44 | 12415.04 | 19.06 | 4.75 | 1.33 | 12416.37 | -0.03655
| 2007-03-06 | 12573.01 | 12760.22 | 12427.13 | 12697.09 | 19.44 | 4.85 | 1.31 | 12698.4 | 0.022714
| 2007-03-07 | 12792.9 | 12902.18 | 12390.46 | 12579.75 | 19.28 | 4.81 | 1.32 | 12581.07 | -0.0092397
| 2007-03-08 | 12649.77 | 13099.83 | 12596.86 | 13049.35 | 19.98 | 4.98 | 1.27 | 13050.62 | 0.037322
| 2007-03-09 | 13107.37 | 13145.72 | 12788.16 | 12884.99 | 19.77 | 4.93 | 1.28 | 12886.27 | -0.012593
| 2007-03-12 | 12916.67 | 13056.86 | 12844.99 | 12902.63 | 19.87 | 4.95 | 1.28 | 12903.91 | 0.0013689
| 2007-03-13 | 12924.5 | 13026.85 | 12817.62 | 12982.98 | 20.02 | 4.99 | 1.27 | 12984.25 | 0.006226
| 2007-03-14 | 12694.36 | 12694.36 | 12504.1 | 12529.62 | 19.32 | 4.82 | 1.31 | 12530.93 | -0.034913
| 2007-03-15 | 12655.94 | 12789.81 | 12510.75 | 12543.85 | 19.35 | 4.82 | 1.31 | 12545.16 | 0.0011356
| 2007-03-16 | 12570.52 | 12638.78 | 12316.1 | 12430.4 | 19.19 | 4.78 | 1.32 | 12431.72 | -0.0090425
| 2007-03-19 | 12484.64 | 12655 | 12426.66 | 12644.99 | 19.6 | 4.89 | 1.29 | 12646.28 | 0.017259
| 2007-03-20 | 12746.94 | 12798.8 | 12674.77 | 12705.94 | 19.65 | 4.9 | 1.29 | 12707.23 | 0.0048196
| 2007-03-21 | 12735.91 | 12964.94 | 12664.33 | 12945.88 | 20.01 | 4.99 | 1.27 | 12947.15 | 0.018881
| 2007-03-22 | 13071.81 | 13326.24 | 13071.81 | 13308.03 | 20.59 | 5.13 | 1.23 | 13309.26 | 0.027968
| 2007-03-23 | 13343.57 | 13386.95 | 13196.9 | 13285.93 | 20.57 | 5.13 | 1.23 | 13287.16 | -0.0016605
| 2007-03-26 | 13345.73 | 13345.73 | 13090.8 | 13124.32 | 20.35 | 5.07 | 1.25 | 13125.57 | -0.012161
| 2007-03-28 | 13034.27 | 13035.56 | 12861.18 | 12884.34 | 20.01 | 4.99 | 1.27 | 12885.61 | -0.018282
| 2007-03-29 | 12862.53 | 13004.4 | 12832.69 | 12979.66 | 20.2 | 5.04 | 1.26 | 12980.92 | 0.0073966
| 2007-03-30 | 13018.21 | 13111.87 | 12984.13 | 13072.1 | 20.33 | 5.07 | 1.25 | 13073.35 | 0.0071205
| 2007-04-02 | 12811.93 | 12811.93 | 12425.52 | 12455.37 | 19.39 | 4.83 | 1.31 | 12456.68 | -0.04717
| 2007-04-03 | 12503.75 | 12657.75 | 12481.86 | 12624.58 | 19.71 | 4.91 | 1.29 | 12625.87 | 0.013582
| 2007-04-04 | 12691.24 | 12835.36 | 12691.24 | 12786.77 | 19.97 | 4.98 | 1.27 | 12788.04 | 0.012844
| 2007-04-05 | 12791.6 | 12899.31 | 12711.5 | 12856.08 | 20.02 | 4.99 | 1.27 | 12857.35 | 0.0054199
| 2007-04-09 | 12904.85 | 13194 | 12904.85 | 13177.74 | 20.52 | 5.11 | 1.24 | 13178.98 | 0.025015
| 2007-04-10 | 13236.2 | 13236.2 | 13075.48 | 13189.54 | 20.52 | 5.12 | 1.24 | 13190.78 | 0.00089537
| 2007-04-11 | 13221.76 | 13294.9 | 13161.21 | 13183.24 | 20.53 | 5.12 | 1.24 | 13184.48 | -0.00047761
| 2007-04-12 | 13127.86 | 13160.15 | 13030.87 | 13113.81 | 20.4 | 5.09 | 1.24 | 13115.05 | -0.005266
| 2007-04-13 | 13163.02 | 13421.05 | 13119.88 | 13384.08 | 20.7 | 5.12 | 1.22 | 13385.3 | 0.020606
| 2007-04-16 | 13479.49 | 13708.4 | 13479.49 | 13695.58 | 21.2 | 5.25 | 1.19 | 13696.77 | 0.02327
| 2007-04-17 | 13733.18 | 13755.76 | 13581.04 | 13607.04 | 20.95 | 5.17 | 1.2 | 13608.24 | -0.0064636
| 2007-04-18 | 13602.9 | 13762.92 | 13602.9 | 13672.19 | 21.12 | 5.21 | 1.19 | 13673.38 | 0.0047868
| 2007-04-19 | 13538.71 | 13658.11 | 13423.64 | 13619.7 | 21 | 5.19 | 1.19 | 13620.89 | -0.0038388
| 2007-04-20 | 13684.95 | 13915.62 | 13684.95 | 13897.41 | 21.34 | 5.22 | 1.17 | 13898.58 | 0.020387
| 2007-04-23 | 13972.81 | 14046.52 | 13879.39 | 13928.33 | 21.3 | 5.23 | 1.17 | 13929.5 | 0.0022247
| 2007-04-24 | 13893.72 | 14197.32 | 13850.07 | 14136.72 | 21.55 | 5.28 | 1.16 | 14137.88 | 0.01496
| 2007-04-25 | 14141.7 | 14238.29 | 14052.17 | 14217.77 | 21.64 | 5.28 | 1.15 | 14218.92 | 0.0057321
| 2007-04-26 | 14273.17 | 14383.72 | 14127.18 | 14228.88 | 21.61 | 5.27 | 1.15 | 14230.03 | 0.00078135
| 2007-04-27 | 14219.25 | 14219.25 | 13884.53 | 13908.58 | 20.86 | 5.09 | 1.17 | 13909.75 | -0.022507
| 2007-04-30 | 13823.4 | 13901.12 | 13693.59 | 13872.37 | 20.71 | 5.09 | 1.17 | 13873.54 | -0.0026032
| 2007-05-03 | 13987.77 | 14107.06 | 13987.77 | 14078.21 | 20.97 | 5.12 | 1.16 | 14079.37 | 0.014836
| 2007-05-04 | 14129.89 | 14189.21 | 13912.92 | 13934.27 | 20.76 | 5.03 | 1.17 | 13935.44 | -0.010223
| 2007-05-07 | 14044.71 | 14067.07 | 13861.38 | 13879.25 | 20.69 | 5.02 | 1.17 | 13880.42 | -0.0039482
| 2007-05-08 | 13886 | 13956.4 | 13741.24 | 13765.46 | 20.52 | 4.97 | 1.18 | 13766.64 | -0.0081972
| 2007-05-09 | 13771.69 | 13806.37 | 13612.04 | 13781.51 | 20.51 | 4.97 | 1.18 | 13782.69 | 0.0011659
| 2007-05-10 | 13823.36 | 13976.79 | 13745.23 | 13771.23 | 20.42 | 4.95 | 1.19 | 13772.42 | -0.00074514
| 2007-05-11 | 13691.86 | 13864.18 | 13554.34 | 13796.16 | 20.49 | 4.97 | 1.18 | 13797.34 | 0.0018094
| 2007-05-14 | 13954.41 | 14026.02 | 13924.02 | 13965.86 | 20.65 | 4.92 | 1.17 | 13967.03 | 0.012299
| 2007-05-15 | 13948.91 | 14023.86 | 13885.46 | 13929.33 | 20.57 | 4.9 | 1.17 | 13930.5 | -0.0026154
| 2007-05-16 | 13949.81 | 14159.36 | 13936.88 | 14127.31 | 20.85 | 4.96 | 1.15 | 14128.46 | 0.014211
| 2007-05-17 | 14217.36 | 14352.98 | 14217.36 | 14299.71 | 21.05 | 4.96 | 1.14 | 14300.85 | 0.012202
| 2007-05-18 | 14261.47 | 14337.06 | 14201.01 | 14303.41 | 21 | 4.93 | 1.14 | 14304.55 | 0.00025873
| 2007-05-21 | 14362.63 | 14451.3 | 14362.63 | 14418.6 | 21.12 | 4.95 | 1.13 | 14419.73 | 0.008052
| 2007-05-22 | 14459 | 14483.59 | 14348.26 | 14453.72 | 21.17 | 4.96 | 1.13 | 14454.85 | 0.0024356
| 2007-05-23 | 14490.03 | 14500.64 | 14325.89 | 14363.26 | 21.04 | 4.93 | 1.14 | 14364.4 | -0.0062574
| 2007-05-24 | 14344.7 | 14389.66 | 14174.05 | 14218.11 | 20.87 | 4.89 | 1.15 | 14219.26 | -0.010104
| 2007-05-25 | 14073.61 | 14364.95 | 14046.06 | 14338.45 | 21 | 4.91 | 1.14 | 14339.59 | 0.0084625
| 2007-05-28 | 14467.85 | 14527.47 | 14368.4 | 14397.89 | 20.98 | 4.9 | 1.13 | 14399.02 | 0.0041445
| 2007-05-29 | 14418.98 | 14530.15 | 14372.07 | 14508.21 | 21.09 | 4.93 | 1.13 | 14509.34 | 0.0076616
| 2007-05-30 | 14501.46 | 14576.37 | 14379.21 | 14411.38 | 20.93 | 4.89 | 1.13 | 14412.51 | -0.0066736
| 2007-05-31 | 14451.31 | 14573.81 | 14448.57 | 14544.46 | 21.05 | 4.88 | 1.13 | 14545.59 | 0.0092336
| 2007-06-01 | 14610.28 | 14682.1 | 14539.89 | 14570.75 | 21.06 | 4.89 | 1.13 | 14571.88 | 0.0018074
| 2007-06-04 | 14618.78 | 14683.36 | 14465.68 | 14495.77 | 20.94 | 4.86 | 1.13 | 14496.9 | -0.0051455
| 2007-06-05 | 14514.2 | 14571.31 | 14432.67 | 14535.01 | 20.98 | 4.87 | 1.13 | 14536.14 | 0.0027068
| 2007-06-06 | 14551.53 | 14590.82 | 14234.07 | 14255.93 | 20.57 | 4.77 | 1.15 | 14257.08 | -0.019198
| 2007-06-07 | 14195.84 | 14362.58 | 14139.09 | 14186.18 | 20.48 | 4.75 | 1.16 | 14187.34 | -0.0048916
| 2007-06-08 | 14063.94 | 14229.22 | 14010.61 | 14063.81 | 20.35 | 4.72 | 1.16 | 14064.97 | -0.0086253
| 2007-06-11 | 14170.81 | 14268.91 | 14057.63 | 14083.41 | 20.36 | 4.72 | 1.16 | 14084.57 | 0.0013935
| 2007-06-12 | 14122.33 | 14153.44 | 13946.99 | 14130.95 | 20.38 | 4.73 | 1.16 | 14132.11 | 0.0033753
| 2007-06-13 | 14139.92 | 14152.79 | 13968.38 | 14003.03 | 20.19 | 4.69 | 1.17 | 14004.2 | -0.009051
| 2007-06-14 | 14087.91 | 14219.24 | 14087.91 | 14203.72 | 20.47 | 4.75 | 1.16 | 14204.88 | 0.01433
| 2007-06-15 | 14277.61 | 14326.55 | 14112.53 | 14162.71 | 20.4 | 4.73 | 1.16 | 14163.87 | -0.002887
| 2007-06-18 | 14241.76 | 14283.71 | 14057.26 | 14080.14 | 20.29 | 4.71 | 1.17 | 14081.31 | -0.0058289
| 2007-06-19 | 14088.58 | 14315.18 | 14058.79 | 14295.5 | 20.61 | 4.78 | 1.15 | 14296.65 | 0.015293
| 2007-06-20 | 14359.96 | 14449.38 | 14347.58 | 14411.95 | 20.74 | 4.81 | 1.14 | 14413.09 | 0.0081446
| 2007-06-21 | 14415.56 | 14526.44 | 14406.67 | 14499.24 | 20.84 | 4.84 | 1.14 | 14500.38 | 0.0060563
| 2007-06-22 | 14508.63 | 14560.32 | 14441.76 | 14467.36 | 20.78 | 4.82 | 1.14 | 14468.5 | -0.0021986
| 2007-06-25 | 14469.43 | 14521.62 | 14424.71 | 14487.72 | 20.83 | 4.83 | 1.14 | 14488.86 | 0.0014072
| 2007-06-26 | 14478.75 | 14560.48 | 14478.75 | 14501.08 | 20.9 | 4.85 | 1.13 | 14502.21 | 0.0009214
| 2007-06-27 | 14520.19 | 14520.19 | 14407.12 | 14431.06 | 20.85 | 4.73 | 1.14 | 14432.2 | -0.0048275
| 2007-06-28 | 14498.05 | 14537.04 | 14435.24 | 14504.57 | 20.92 | 4.74 | 1.14 | 14505.71 | 0.0050935
| 2007-06-29 | 14589.52 | 14663.25 | 14574.45 | 14650.51 | 21.09 | 4.78 | 1.13 | 14651.64 | 0.01006
| 2007-07-02 | 14685.16 | 14745.97 | 14638.88 | 14664.26 | 21.09 | 4.78 | 1.13 | 14665.39 | 0.00093846
| 2007-07-03 | 14720 | 14828.39 | 14720 | 14806.51 | 21.28 | 4.82 | 1.12 | 14807.63 | 0.009699
| 2007-07-04 | 14868.14 | 14906.93 | 14790.75 | 14880.24 | 21.33 | 4.83 | 1.12 | 14881.36 | 0.0049792
| 2007-07-05 | 14932.53 | 14963.26 | 14731.22 | 14861.89 | 21.29 | 4.82 | 1.12 | 14863.01 | -0.0012331
| 2007-07-06 | 14843.43 | 15007.22 | 14826.56 | 14964.12 | 21.48 | 4.87 | 1.11 | 14965.23 | 0.0068775
| 2007-07-09 | 15018.71 | 15085.22 | 15005.47 | 15045.73 | 21.86 | 4.95 | 1.08 | 15046.81 | 0.0054513
| 2007-07-10 | 15100.13 | 15114.95 | 14966.4 | 15009.88 | 21.78 | 4.94 | 1.08 | 15010.96 | -0.0023826
| 2007-07-11 | 14948.15 | 15015.35 | 14829.55 | 14910.62 | 21.6 | 4.9 | 1.09 | 14911.71 | -0.0066118
| 2007-07-12 | 14963.53 | 15112.22 | 14963.53 | 15092.04 | 21.86 | 4.96 | 1.08 | 15093.12 | 0.012166
| 2007-07-13 | 15216.83 | 15330.73 | 15216.83 | 15272.72 | 22.06 | 5 | 1.07 | 15273.79 | 0.01197
| 2007-07-16 | 15295.03 | 15341.38 | 15239.41 | 15311.22 | 22.11 | 5.01 | 1.06 | 15312.28 | 0.00252
| 2007-07-17 | 15357.6 | 15440.2 | 15272.46 | 15289.82 | 22.01 | 5.01 | 1.06 | 15290.88 | -0.0013976
| 2007-07-18 | 15296.06 | 15325.78 | 15160.27 | 15301.17 | 22.03 | 5.01 | 1.06 | 15302.23 | 0.00074227
| 2007-07-19 | 15357.38 | 15593.31 | 15357.38 | 15550.13 | 22.25 | 5.08 | 1.05 | 15551.18 | 0.016269
| 2007-07-20 | 15625.63 | 15683.03 | 15524.68 | 15565.55 | 22.26 | 5.07 | 1.05 | 15566.6 | 0.00099156
| 2007-07-23 | 15560.57 | 15773.37 | 15477.91 | 15732.2 | 22.4 | 5.14 | 1.03 | 15733.23 | 0.010704
| 2007-07-24 | 15802.19 | 15868.85 | 15742.32 | 15794.92 | 22.48 | 5.16 | 1.03 | 15795.95 | 0.0039865
| 2007-07-25 | 15711.87 | 15771.26 | 15572.98 | 15699.33 | 22.28 | 5.14 | 1.03 | 15700.36 | -0.0060516
| 2007-07-26 | 15768.28 | 15812.27 | 15654.4 | 15776.31 | 22.23 | 5.15 | 1.03 | 15777.34 | 0.0049031
| 2007-07-27 | 15487.76 | 15495.51 | 15159.68 | 15234.57 | 21.4 | 4.97 | 1.06 | 15235.63 | -0.034335
| 2007-07-30 | 15278.03 | 15451.81 | 15135.25 | 15260.91 | 21.1 | 4.98 | 1.06 | 15261.97 | 0.0017288
| 2007-07-31 | 15358.69 | 15568.85 | 15224.82 | 15550.99 | 21.03 | 5.07 | 1.04 | 15552.03 | 0.019005
| 2007-08-01 | 15344.02 | 15344.02 | 14910.52 | 14935.77 | 20.18 | 4.87 | 1.09 | 14936.86 | -0.039556
| 2007-08-02 | 15022.87 | 15134.53 | 14896.47 | 14985.7 | 20.23 | 4.88 | 1.08 | 14986.78 | 0.0033421
| 2007-08-03 | 15061.13 | 15235.51 | 15061.13 | 15138.4 | 20.44 | 4.93 | 1.07 | 15139.47 | 0.010188
| 2007-08-06 | 14892.6 | 14928.8 | 14705.58 | 14903.03 | 20.15 | 4.86 | 1.09 | 14904.12 | -0.015545
| 2007-08-07 | 15038.03 | 15142.04 | 14901.83 | 14932.77 | 20.23 | 4.88 | 1.08 | 14933.85 | 0.0019948
| 2007-08-08 | 15088.07 | 15340.24 | 15088.07 | 15307.98 | 20.74 | 5.01 | 1.06 | 15309.04 | 0.025123
| 2007-08-09 | 15452.44 | 15542.4 | 15062.1 | 15100.15 | 20.46 | 4.94 | 1.07 | 15101.22 | -0.013575
| 2007-08-10 | 14674.92 | 14901.31 | 14570.89 | 14868.25 | 20.1 | 4.85 | 1.09 | 14869.34 | -0.015355
| 2007-08-13 | 14965.65 | 15044.74 | 14869.15 | 15017.21 | 20.31 | 4.9 | 1.08 | 15018.29 | 0.010017
| 2007-08-14 | 15066.71 | 15069.64 | 14964.66 | 15000.91 | 20.34 | 4.91 | 1.08 | 15001.99 | -0.0010853
| 2007-08-16 | 14584.92 | 14584.92 | 14345.03 | 14358.21 | 19.46 | 4.7 | 1.13 | 14359.34 | -0.042838
| 2007-08-17 | 14309.37 | 14318.56 | 13779.88 | 14141.52 | 19.14 | 4.62 | 1.14 | 14142.66 | -0.01509
| 2007-08-20 | 14512.28 | 14680.09 | 14406.91 | 14427.55 | 19.54 | 4.72 | 1.12 | 14428.67 | 0.020223
| 2007-08-21 | 14512.19 | 14534.51 | 13941.93 | 13989.11 | 18.94 | 4.57 | 1.16 | 13990.27 | -0.030384
| 2007-08-22 | 14055.4 | 14281.48 | 13870.7 | 14248.66 | 19.29 | 4.59 | 1.24 | 14249.9 | 0.018558
| 2007-08-23 | 14458.33 | 14554.93 | 14128.72 | 14163.98 | 19.13 | 4.55 | 1.25 | 14165.23 | -0.0059418
| 2007-08-24 | 14237.26 | 14455.49 | 14163.61 | 14424.87 | 19.52 | 4.65 | 1.23 | 14426.1 | 0.018416
| 2007-08-27 | 14581.35 | 14858.93 | 14581.35 | 14842.38 | 20.05 | 4.77 | 1.2 | 14843.58 | 0.028939
| 2007-08-28 | 14857.65 | 14952.04 | 14751.68 | 14919.19 | 20.12 | 4.79 | 1.19 | 14920.38 | 0.005174
| 2007-08-29 | 14651.49 | 15029.53 | 14592.11 | 14993.04 | 20.26 | 4.82 | 1.19 | 14994.23 | 0.0049496
| 2007-08-30 | 15168.69 | 15200.81 | 15053.98 | 15121.74 | 20.42 | 4.86 | 1.18 | 15122.92 | 0.0085826
| 2007-08-31 | 15131.36 | 15350.91 | 15131.36 | 15318.6 | 20.76 | 4.94 | 1.16 | 15319.76 | 0.013016
| 2007-09-03 | 15401.99 | 15427.16 | 15323.05 | 15422.05 | 20.9 | 4.97 | 1.15 | 15423.2 | 0.0067521
| 2007-09-04 | 15478.53 | 15521.48 | 15389.62 | 15465.4 | 20.87 | 4.97 | 1.15 | 15466.55 | 0.0028107
| 2007-09-05 | 15535.35 | 15580.86 | 15407 | 15446.15 | 20.86 | 4.96 | 1.15 | 15447.3 | -0.0012446
| 2007-09-06 | 15383.18 | 15637.74 | 15350.18 | 15616.31 | 21.06 | 5.01 | 1.14 | 15617.45 | 0.011015
| 2007-09-07 | 15655.37 | 15716.06 | 15565.22 | 15590.42 | 21.05 | 5.01 | 1.14 | 15591.56 | -0.0016578
| 2007-09-10 | 15413.58 | 15626.28 | 15363.53 | 15596.83 | 21.15 | 5.03 | 1.14 | 15597.97 | 0.00041112
| 2007-09-11 | 15668.4 | 15698.98 | 15506.1 | 15542.77 | 21.1 | 5.02 | 1.14 | 15543.91 | -0.0034658
| 2007-09-12 | 15608.5 | 15661.44 | 15486.81 | 15505.36 | 21.03 | 5 | 1.14 | 15506.5 | -0.0024067
| 2007-09-13 | 15547.66 | 15650.14 | 15547.66 | 15614.44 | 21.19 | 5.04 | 1.13 | 15615.57 | 0.0070338
| 2007-09-14 | 15713.66 | 15824.65 | 15568.36 | 15603.8 | 21.09 | 5.02 | 1.14 | 15604.94 | -0.00068073
| 2007-09-17 | 15664.74 | 15726.06 | 15467.46 | 15504.43 | 20.94 | 4.98 | 1.15 | 15505.58 | -0.0063672
| 2007-09-18 | 15547.07 | 15691.88 | 15468.8 | 15669.12 | 21.16 | 5.04 | 1.13 | 15670.25 | 0.01062
| 2007-09-19 | 15940.79 | 16335.3 | 15940.79 | 16322.75 | 22.04 | 5.24 | 1.09 | 16323.84 | 0.041709
| 2007-09-20 | 16341.55 | 16415.88 | 16261.36 | 16347.95 | 22.05 | 5.25 | 1.09 | 16349.04 | 0.0015438
| 2007-09-21 | 16352.32 | 16616.84 | 16308.09 | 16564.23 | 22.38 | 5.33 | 1.07 | 16565.3 | 0.013228
| 2007-09-24 | 16697.89 | 16869.64 | 16599.66 | 16845.83 | 22.81 | 5.43 | 1.05 | 16846.88 | 0.016998
| 2007-09-25 | 16890.75 | 16928.02 | 16676.98 | 16899.54 | 22.88 | 5.44 | 1.05 | 16900.59 | 0.0031881
| 2007-09-26 | 16969.45 | 17073.87 | 16887.07 | 16921.39 | 22.86 | 5.44 | 1.05 | 16922.44 | 0.0012929
| 2007-09-27 | 17059.61 | 17188.4 | 17018.56 | 17150.56 | 23.17 | 5.51 | 1.04 | 17151.6 | 0.013542
| 2007-09-28 | 17152.31 | 17361.47 | 17152.31 | 17291.1 | 23.25 | 5.53 | 1.03 | 17292.13 | 0.0081934
Market Return |  | Daily | Annually
2006-2006 | 250 | 0.1666% | 41.64%
2005-2006 | 501 | 0.1565% | 39.28%
2004-2006 | 755 | 0.1244% | 31.61%
Annual
Date | Open | High | Low | Close | Price/Earnings | Price/Bookvalue | Dividend Yield
Year 2004 | 5872.48 | 6617.15 | 4227.5 | 6602.69 | 17.26 | 3.28 | 2.01
Year 2005 | 6626.49 | 9442.98 | 6069.33 | 9397.93 | 16.21 | 3.94 | 1.58
Year 2006 | 9422.49 | 14035.3 | 8799.01 | 13786.91 | 20.18 | 4.75 | 1.35
Year 2007 | 13827.77 | 17361.47 | 12316.1 | 17291.1 | 21.08 | 5.04 | 1.16