## Key assumption
Appendix 2 IRR Calculation
Table.7 Key Assumptions
| TECHNICAL | Value | Unit | Remarks
| Annual Electricity Consumption | 56000000 | kWh/year | See Section B.2 of PDD, Table.5
| Estimated Off Peak Consumption | 51333333.3333 | kWh/year
| Estimated On Peak Consumption | 4666666.6667 | kWh/year
| Annual Steam Consumption | 148860000 | kg/year | See Section B.2 of PDD, Table.5
| Natural Gas Consumption to Generate Steam by Exsiting Boiler | 110000000 | kWh/year | See Section B.2 of PDD, Table.5
| Natural Gas Consumption to Generate Electricity by Co-generation | 210000000 | kWh/year | See Section B.2 of PDD, Table.5
| Estimated Total kVA | 7800 | kVA
| Estimated kVA for On Peak Charge | 3900 | kVA
| LHV to HHV Conversion Factor of Natural Gas | 1.1062 | -
| Annual Working Hours | 8456 | Hours
| Unit Conversion Factor from kWh to MMBTU | 0.0034128 | -
| OPERATION | Value | Unit | Remarks
Electricity Tariff
| Demand Charge(Off Peak) | 26326 | Rp./kVA/month | Electricity Company Tariff
| Demand Charge(On Peak) | 28138 | Rp./kVA/month | Electricity Company Tariff
| Usage Charge(Off Peak) | 635 | Rp./kWh | Electricity Company Tariff
| Usage Charge(On Peak) | 900 | Rp./kWh | Electricity Company Tariff
| Estimated Hike of Electricity Tariff in 2010 | 10 | % | Year2010 only based onJAKARTA, KOMPAS
| Natural Gas Price at Present | 5.5964 | $US/MMBTU | Based on PGN Information 3.73+660*26.52/9378=5.60
| Estimated Escalation of Natural Gas Price | 6.3 | %/year | Based on latest result of gas increase 01, Jan. 2006 5.10$US/MMBTU 01, Aug. 2007 5.60$US/MMBTU Average of 1 year (10%/19month x12month)
| FINANCIAL | Value | Unit | Remarks
| Rp./$US Exchange Rate | 9378 | Rp./$US | Based on the information from Bank of Tokyo-Mitsubishi UFJ. Average of the middle of exchage rate in latest 1 month
| Interest Rate | 8 | %/year | Based on the Indication letter from PT. BUMIPUTERA-BOT finance. 5 year fixed rate for SURINDO is 7.2% at this moment . 8% is including our contingency.
| Payment Period | 10 | years
| Annual CER | 22796 | tCO2/year
| CER Price | 20 | $US
| Corporation Tax | 30 | %

## Explanation
Explanation of IRR Calculation Table
Variable | Discription | Unit | Equation | Value | [10 empty] | (US$)
Ny | Project Year | - | From 2009 Jul. to 2029 Jun. |  | 2009 | 2010 | 2011 | 2012 | 2013 | 2014 | 2015 | 2016 | 2017 | 2018 | 2019 | 2020 | 2021 | 2022 | 2023 | 2024 | 2025 | 2026 | 2027 | 2028 | 2029
NGa | Natural Gas Unit Price | US$/MMBTU | NGp x (1+NGr/100)^(Ny-2007) |  | 6.3238 | 6.7222 | 7.1457 | 7.5958 | 8.0744 | 8.5831 | 9.1238 | 9.6986 | 10.3096 | 10.9591 | 11.6495 | 12.3835 | 13.1636 | 13.9929 | 14.8745 | 15.8116 | 16.8077 | 17.8666 | 18.9922 | 20.1887 | 21.4606
NGp | Natural Gas Unit Price at Present | US$/MMBTU |  | 5.5964
NGr | Estimated Escalation of Natural Gas Price | % |  | 6.3
Pkw | Total Power Generation kWh | kWh/year | from Key Assumption Year2009: half year operation(Jul - Dec.) Year 2029: half year operation(Jan.-Jun.) | 56000000 | 28000000 | 56000000 | 56000000 | 56000000 | 56000000 | 56000000 | 56000000 | 56000000 | 56000000 | 56000000 | 56000000 | 56000000 | 56000000 | 56000000 | 56000000 | 56000000 | 56000000 | 56000000 | 56000000 | 56000000 | 28000000
Skg | Steam Generation, kg | kg/year | from Key Assumption Year2009: half year operation(Jul - Dec.) Year 2029: half year operation(Jan.-Jun.) | 148860000 | 74430000 | 148860000 | 148860000 | 148860000 | 148860000 | 148860000 | 148860000 | 148860000 | 148860000 | 148860000 | 148860000 | 148860000 | 148860000 | 148860000 | 148860000 | 148860000 | 148860000 | 148860000 | 148860000 | 148860000 | 74430000
Cwopj | Energy Cost without Project | $US | Cele + Cngb |  | 3521909.0118 | 7641958.0877 | 7817831.8406 | 7989648.53 | 8157087.8487 | 8368339.8464 | 8592900.7199 | 8831608.9285 | 9085355.7543 | 9355088.63 | 9641814.677 | 9946604.4649 | 10270596.0094 | 10614999.0212 | 10981099.4228 | 11370264.1497 | 11783946.2543 | 12223690.3316 | 12691138.2857 | 13188035.461 | 6858118.5791
Cele | (1) Total Electricity Cost | $US | Cofd + Cond + Cofu + Conu |  | 2163448.4254 | 4759586.5359 | 4759586.5359 | 4759586.5359 | 4759586.5359 | 4759586.5359 | 4759586.5359 | 4759586.5359 | 4759586.5359 | 4759586.5359 | 4759586.5359 | 4759586.5359 | 4759586.5359 | 4759586.5359 | 4759586.5359 | 4759586.5359 | 4759586.5359 | 4759586.5359 | 4759586.5359 | 4759586.5359 | 2379793.2679
Cofd | Off Peak Demand Charge US$ | $US | Year2009, Cofkva / Rex x Pkva x 12 After 2010 onward, Cofkva / Rex x Pkva x 12 x (1+ELr/100) Year2009: half year operation(Jul - Dec.) Year 2029: half year operation(Jan.-Jun.) |  | 131377.3512 | 289030.1727 | 289030.1727 | 289030.1727 | 289030.1727 | 289030.1727 | 289030.1727 | 289030.1727 | 289030.1727 | 289030.1727 | 289030.1727 | 289030.1727 | 289030.1727 | 289030.1727 | 289030.1727 | 289030.1727 | 289030.1727 | 289030.1727 | 289030.1727 | 289030.1727 | 144515.0864
Cond | On Peak Demand Charge US$ | $US | Year2009, Conkva / Rex x Ponkva x 12 After 2010 onward, Conkva / Rex x Ponkva x 12 x (1+ELr/100) Year2009: half year operation(Jul - Dec.) Year 2029: half year operation(Jan.-Jun.) |  | 70209.9808 | 154461.9578 | 154461.9578 | 154461.9578 | 154461.9578 | 154461.9578 | 154461.9578 | 154461.9578 | 154461.9578 | 154461.9578 | 154461.9578 | 154461.9578 | 154461.9578 | 154461.9578 | 154461.9578 | 154461.9578 | 154461.9578 | 154461.9578 | 154461.9578 | 154461.9578 | 77230.9789
Cofu | Off Peak Usage Charge US$ | $US | Year2009, Cofkw / Rex x Pof After 2010 onward, Cofkw / Rex x Pof x (1+ELr/100) Year2009: half year operation(Jul - Dec.) Year 2029: half year operation(Jan.-Jun.) |  | 1737932.7504 | 3823452.0509 | 3823452.0509 | 3823452.0509 | 3823452.0509 | 3823452.0509 | 3823452.0509 | 3823452.0509 | 3823452.0509 | 3823452.0509 | 3823452.0509 | 3823452.0509 | 3823452.0509 | 3823452.0509 | 3823452.0509 | 3823452.0509 | 3823452.0509 | 3823452.0509 | 3823452.0509 | 3823452.0509 | 1911726.0254
Conu | On Peak Usage Charge US$ | $US | Year2009, Conkw / Rex x Pof After 2010 onward, Conkw / Rex x Pof x (1+ELr/100) Year2009: half year operation(Jul - Dec.) Year 2029: half year operation(Jan.-Jun.) |  | 223928.3429 | 492642.3544 | 492642.3544 | 492642.3544 | 492642.3544 | 492642.3544 | 492642.3544 | 492642.3544 | 492642.3544 | 492642.3544 | 492642.3544 | 492642.3544 | 492642.3544 | 492642.3544 | 492642.3544 | 492642.3544 | 492642.3544 | 492642.3544 | 492642.3544 | 492642.3544 | 246321.1772
Pof | Estimated Off Peak Consumption | kWh/year |  | 51333333.3333
Pon | Estimated On Peak Consumption | kWh/year |  | 4666666.6667
Cofkva | Demand Charge(Off Peak) | Rp./kVA/month |  | 26326
Conkva | Demand Charge(On Peak) | Rp./kVA/month |  | 28138
Cofkw | Usage Charge(Off Peak) | Rp./kWh |  | 635
Conkw | Usage Charge(On Peak) | Rp./kWh |  | 900
Pkva | Estimated Total kVA | kVA |  | 7800
Ponkva | Estimated kVA for On Peak Charge | kVA |  | 3900
Rex | Rp./$US Exchange Rate | Rp./$US |  | 9378
ELr | Estimated Hike of Electricity Tariff in 2010 | % |  | 10
Cngb | (2) NG Cost of Existing Boiler | $US | Sgb x Cfkb x Cflh x NGa Year2009: half year operation(Jul - Dec.) Year 2029: half year operation(Jan.-Jun.) |  | 1313098.2464 | 2791646.8718 | 2967520.6247 | 3154474.4241 | 3353206.3128 | 3564458.3105 | 3789019.1841 | 4027727.3927 | 4281474.2184 | 4551207.0942 | 4837933.1411 | 5142722.929 | 5466714.4735 | 5811117.4854 | 6177217.8869 | 6566382.6138 | 6980064.7185 | 7419808.7957 | 7887256.7499 | 8384153.9251 | 4456177.8112
Sgb | Natural Gas Consumption to Generate Steam by Exsiting Boiler | kWh/year |  | 110000000
Cfkb | Unit Conversion Factor from kWh to MMBTU | - |  | 0.0034128
Cflh | LHV to HHV Conversion Factor of Natural Gas | - |  | 1.1062
Ceb | (3) Estimated Existing Boiler Cost (Equipment & Maintenance) | $US | Depreciation + Burner modification + Maintenance 2013 year onward, depreciation=0 Year2009: half year operation(Jul - Dec.) Year 2029: half year operation(Jan.-Jun.) | 90724.68 | 45362.34 | 90724.68 | 90724.68 | 75587.57 | 44295 | 44295 | 44295 | 44295 | 44295 | 44295 | 44295 | 44295 | 44295 | 44295 | 44295 | 44295 | 44295 | 44295 | 44295 | 44295 | 22147.5
Cwpj | Energy Cost with Project $US |  | Cngc+Cc+Cm+Ci+ce+Int+Cbk+CER Without CER case, CER=0 |  | 3372292.5581 | 7100762.3972 | 7514970.5705 | 7871882.3693 | 8251279.6114 | 8654578.8797 | 9083286.002 | 9539001.673 | 10023427.4312 | 10538372.0122 | 10713975.3283 | 10924063.9682 | 11542593.2804 | 12200089.9394 | 12899008.8878 | 13641959.7301 | 14431716.4753 | 15271227.8956 | 16163628.5353 | 17112250.4153 | 9021093.1417
Cngc | Natural Gas Cost $US | $US | Ncg x Cfkb x Cflh x NGa Year2009: half year operation(Jul - Dec.) Year 2029: half year operation(Jan.-Jun.) |  | 2506823.9249 | 5329507.6644 | 5665266.6472 | 6022178.446 | 6401575.6881 | 6804874.9564 | 7233582.0787 | 7689297.7497 | 8173723.5079 | 8688668.0889 | 9236054.1785 | 9817925.5917 | 10436454.904 | 11093951.563 | 11792870.5114 | 12535821.3536 | 13325578.0989 | 14165089.5192 | 15057490.1589 | 16006112.0389 | 8507248.5487
Ncg | Natural Gas Consumption to Generate Electricity by Co-generation | kWh/year |  | 210000000
Cc | Civil Cost | $US | Year2009: half year operation(Jul - Dec.) Year 2019: half year operation(Jan.-Jun.) | 41000 | 20500 | 41000 | 41000 | 41000 | 41000 | 41000 | 41000 | 41000 | 41000 | 41000 | 20500 | 0 | 0 | 0 | 0 | 0 | 0 | 0 | 0 | 0 | 0
Cm | Maintenance cost | $US | Year2009: half year operation(Jul - Dec.) Year 2029: half year operation(Jan.-Jun.) | 584197.0555 | 292098.5277 | 584197.0555 | 584197.0555 | 584197.0555 | 584197.0555 | 584197.0555 | 584197.0555 | 584197.0555 | 584197.0555 | 584197.0555 | 584197.0555 | 584197.0555 | 584197.0555 | 584197.0555 | 584197.0555 | 584197.0555 | 584197.0555 | 584197.0555 | 584197.0555 | 584197.0555 | 292098.5277
Ci | Insurance cost | $US | Payment starts after 3 years from operation start Year2029: No payment | 78449.1904 | 0 | 0 | 78449.1904 | 78449.1904 | 78449.1904 | 78449.1904 | 78449.1904 | 78449.1904 | 78449.1904 | 78449.1904 | 78449.1904 | 78449.1904 | 78449.1904 | 78449.1904 | 78449.1904 | 78449.1904 | 78449.1904 | 78449.1904 | 78449.1904 | 78449.1904 | 0
Ce | Equipment Cost | $US | Cini / 10 Year2009: half year operation(Jul - Dec.) Year 2019: half year operation(Jan.-Jun.) | 821620.9552 | 410810.4776 | 821620.9552 | 821620.9552 | 821620.9552 | 821620.9552 | 821620.9552 | 821620.9552 | 821620.9552 | 821620.9552 | 821620.9552 | 410810.4776 | 0 | 0 | 0 | 0 | 0 | 0 | 0 | 0 | 0 | 0
Cini | Initial Investment |  | 10 years lease principal | 8216209.5523
Int | Lease Interest | $US | 8%/year Year2009: half year operation(Jul - Dec.) Year 2019: half year operation(Jan.-Jun.) | 336864.5916 | 168432.2958 | 336864.5916 | 336864.5916 | 336864.5916 | 336864.5916 | 336864.5916 | 336864.5916 | 336864.5916 | 336864.5916 | 336864.5916 | 168432.2958 | 0 | 0 | 0 | 0 | 0 | 0 | 0 | 0 | 0 | 0
Cbk | Electricity Back Up Charge | $US | Cofd + Cond |  | 201587.3321 | 443492.1305 | 443492.1305 | 443492.1305 | 443492.1305 | 443492.1305 | 443492.1305 | 443492.1305 | 443492.1305 | 443492.1305 | 443492.1305 | 443492.1305 | 443492.1305 | 443492.1305 | 443492.1305 | 443492.1305 | 443492.1305 | 443492.1305 | 443492.1305 | 443492.1305 | 221746.0653
CER | CER Benefit | $US | Cery x Cerp Year2009: half year operation(Jul - Dec.) Year 2019: half year operation(Jan.-Jun.) |  | 227960 | 455920 | 455920 | 455920 | 455920 | 455920 | 455920 | 455920 | 455920 | 455920 | 227960 | 0 | 0 | 0 | 0 | 0 | 0 | 0 | 0 | 0 | 0
Cery | Annual CER | tCO2/year |  | 22796
Cerp | CER Price | $US |  | 20
PPwt | Project Profit before Corpration Tax | $US | Cwopj - Cwpj |  | 149616.4536 | 541195.6904 | 302861.2701 | 117766.1607 | -94191.7627 | -286239.0334 | -490385.2821 | -707392.7444 | -938071.6769 | -1183283.3821 | -1072160.6514 | -977459.5033 | -1271997.271 | -1585090.9182 | -1917909.465 | -2271695.5804 | -2647770.221 | -3047537.564 | -3472490.2495 | -3924214.9543 | -2162974.5625
PPwot | Project Profit after Corpration Tax | $US | PPwt x (1 - Tax/100) In case of deficit, PPwot = PPwt |  | 104731.5175 | 378836.9833 | 212002.8891 | 82436.3125 | -94191.7627 | -286239.0334 | -490385.2821 | -707392.7444 | -938071.6769 | -1183283.3821 | -1072160.6514 | -977459.5033 | -1271997.271 | -1585090.9182 | -1917909.465 | -2271695.5804 | -2647770.221 | -3047537.564 | -3472490.2495 | -3924214.9543 | -2162974.5625
Tax | Corporation Tax | % |  | 30
Cini | Initial Investment | $US | 10 years lease principal | 8216209.5523
| Yearly Profit for IRR Calculation | $US | Last year (Ce + Int + PPwot)/2 + next year (Ce + Int + PPwot)/2 From last Jul. to next Jun. Year2009: half year operation(Jul - Dec.) Year 2019: half year operation(Jan.-Jun.)
IRR | 20 years IRR | % | Excel Function | #N/A
NPV | Net Present Value | $US | 8% discount rate is assumed | -8100944.3743
|  |  |  | Initial | Profit (1st. year) | Profit (2nd. year) | Profit (3rd. year) | Profit (4th. year) | Profit (5th. year) | Profit (6th. year) | Profit (7th. year) | Profit (8th. year) | Profit (9th. year) | Profit (10th. year) | Profit (11th. year) | Profit (12th. year) | Profit (13th. year) | Profit (14th. year) | Profit (15th. year) | Profit (16th. year) | Profit (17th. year) | Profit (18th. year) | Profit (19th. year) | Profit (20th. year)
|  |  |  | -8216209.5523 | 1452635.5561 | 1453905.4831 | 1305705.1476 | 1152607.8217 | 968270.1488 | 770173.3892 | 559596.5336 | 335753.3362 | 97808.0173 | -258857.8566 | -735188.6906 | -1124728.3872 | -1428544.0946 | -1751500.1916 | -2094802.5227 | -2459732.9007 | -2847653.8925 | -3260013.9068 | -3698352.6019 | -4125082.0397

## Without CER
Project without CER
(US$)
|  |  | 2009 | 2010 | 2011 | 2012 | 2013 | 2014 | 2015 | 2016 | 2017 | 2018 | 2019 | 2020 | 2021 | 2022 | 2023 | 2024 | 2025 | 2026 | 2027 | 2028 | 2029
Natural Gas Unit Price, US$/MMBTU, HHV |  |  | 6.3238 | 6.7222 | 7.1457 | 7.5958 | 8.0744 | 8.5831 | 9.1238 | 9.6986 | 10.3096 | 10.9591 | 11.6495 | 12.3835 | 13.1636 | 13.9929 | 14.8745 | 15.8116 | 16.8077 | 17.8666 | 18.9922 | 20.1887 | 21.4606
Total Power Generation kWh |  |  | 28000000 | 56000000 | 56000000 | 56000000 | 56000000 | 56000000 | 56000000 | 56000000 | 56000000 | 56000000 | 56000000 | 56000000 | 56000000 | 56000000 | 56000000 | 56000000 | 56000000 | 56000000 | 56000000 | 56000000 | 28000000
Steam Generation, kg |  |  | 74430000 | 148860000 | 148860000 | 148860000 | 148860000 | 148860000 | 148860000 | 148860000 | 148860000 | 148860000 | 148860000 | 148860000 | 148860000 | 148860000 | 148860000 | 148860000 | 148860000 | 148860000 | 148860000 | 148860000 | 74430000
Energy Cost without Project $US (1)+(2)+(3) |  |  | 3521909.0118 | 7641958.0877 | 7817831.8406 | 7989648.53 | 8157087.8487 | 8368339.8464 | 8592900.7199 | 8831608.9285 | 9085355.7543 | 9355088.63 | 9641814.677 | 9946604.4649 | 10270596.0094 | 10614999.0212 | 10981099.4228 | 11370264.1497 | 11783946.2543 | 12223690.3316 | 12691138.2857 | 13188035.461 | 6858118.5791
| (1) Total Electricity Cost US$ |  | 2163448.4254 | 4759586.5359 | 4759586.5359 | 4759586.5359 | 4759586.5359 | 4759586.5359 | 4759586.5359 | 4759586.5359 | 4759586.5359 | 4759586.5359 | 4759586.5359 | 4759586.5359 | 4759586.5359 | 4759586.5359 | 4759586.5359 | 4759586.5359 | 4759586.5359 | 4759586.5359 | 4759586.5359 | 4759586.5359 | 2379793.2679
| Off Peak Demand Charge US$ |  | 131377.3512 | 289030.1727 | 289030.1727 | 289030.1727 | 289030.1727 | 289030.1727 | 289030.1727 | 289030.1727 | 289030.1727 | 289030.1727 | 289030.1727 | 289030.1727 | 289030.1727 | 289030.1727 | 289030.1727 | 289030.1727 | 289030.1727 | 289030.1727 | 289030.1727 | 289030.1727 | 144515.0864
| On Peak Demand Charge US$ |  | 70209.9808 | 154461.9578 | 154461.9578 | 154461.9578 | 154461.9578 | 154461.9578 | 154461.9578 | 154461.9578 | 154461.9578 | 154461.9578 | 154461.9578 | 154461.9578 | 154461.9578 | 154461.9578 | 154461.9578 | 154461.9578 | 154461.9578 | 154461.9578 | 154461.9578 | 154461.9578 | 77230.9789
| Off Peak Usage Charge US$ |  | 1737932.7504 | 3823452.0509 | 3823452.0509 | 3823452.0509 | 3823452.0509 | 3823452.0509 | 3823452.0509 | 3823452.0509 | 3823452.0509 | 3823452.0509 | 3823452.0509 | 3823452.0509 | 3823452.0509 | 3823452.0509 | 3823452.0509 | 3823452.0509 | 3823452.0509 | 3823452.0509 | 3823452.0509 | 3823452.0509 | 1911726.0254
| On Peak Usage Charge US$ |  | 223928.3429 | 492642.3544 | 492642.3544 | 492642.3544 | 492642.3544 | 492642.3544 | 492642.3544 | 492642.3544 | 492642.3544 | 492642.3544 | 492642.3544 | 492642.3544 | 492642.3544 | 492642.3544 | 492642.3544 | 492642.3544 | 492642.3544 | 492642.3544 | 492642.3544 | 492642.3544 | 246321.1772
| (2) NG Cost of Existing Boiler, US$ |  | 1313098.2464 | 2791646.8718 | 2967520.6247 | 3154474.4241 | 3353206.3128 | 3564458.3105 | 3789019.1841 | 4027727.3927 | 4281474.2184 | 4551207.0942 | 4837933.1411 | 5142722.929 | 5466714.4735 | 5811117.4854 | 6177217.8869 | 6566382.6138 | 6980064.7185 | 7419808.7957 | 7887256.7499 | 8384153.9251 | 4456177.8112
| (3) Estimated Existing Boiler Cost (Equipment & Maintenance) US$ |  | 45362.34 | 90724.68 | 90724.68 | 75587.57 | 44295 | 44295 | 44295 | 44295 | 44295 | 44295 | 44295 | 44295 | 44295 | 44295 | 44295 | 44295 | 44295 | 44295 | 44295 | 44295 | 22147.5
Energy Cost with Project $US |  |  | 3600252.5581 | 7556682.3972 | 7970890.5705 | 8327802.3693 | 8707199.6114 | 9110498.8797 | 9539206.002 | 9994921.673 | 10479347.4312 | 10994292.0122 | 10941935.3283 | 10924063.9682 | 11542593.2804 | 12200089.9394 | 12899008.8878 | 13641959.7301 | 14431716.4753 | 15271227.8956 | 16163628.5353 | 17112250.4153 | 9021093.1417
| Natural gas Cost $US |  | 2506823.9249 | 5329507.6644 | 5665266.6472 | 6022178.446 | 6401575.6881 | 6804874.9564 | 7233582.0787 | 7689297.7497 | 8173723.5079 | 8688668.0889 | 9236054.1785 | 9817925.5917 | 10436454.904 | 11093951.563 | 11792870.5114 | 12535821.3536 | 13325578.0989 | 14165089.5192 | 15057490.1589 | 16006112.0389 | 8507248.5487
| Civil Cost $US |  | 20500 | 41000 | 41000 | 41000 | 41000 | 41000 | 41000 | 41000 | 41000 | 41000 | 20500 | 0 | 0 | 0 | 0 | 0 | 0 | 0 | 0 | 0 | 0
| Maintenance $US |  | 292098.5277 | 584197.0555 | 584197.0555 | 584197.0555 | 584197.0555 | 584197.0555 | 584197.0555 | 584197.0555 | 584197.0555 | 584197.0555 | 584197.0555 | 584197.0555 | 584197.0555 | 584197.0555 | 584197.0555 | 584197.0555 | 584197.0555 | 584197.0555 | 584197.0555 | 584197.0555 | 292098.5277
| Insurance $US |  | 0 | 0 | 78449.1904 | 78449.1904 | 78449.1904 | 78449.1904 | 78449.1904 | 78449.1904 | 78449.1904 | 78449.1904 | 78449.1904 | 78449.1904 | 78449.1904 | 78449.1904 | 78449.1904 | 78449.1904 | 78449.1904 | 78449.1904 | 78449.1904 | 78449.1904 | 0
| Equipment Cost $US |  | 410810.4776 | 821620.9552 | 821620.9552 | 821620.9552 | 821620.9552 | 821620.9552 | 821620.9552 | 821620.9552 | 821620.9552 | 821620.9552 | 410810.4776 | 0 | 0 | 0 | 0 | 0 | 0 | 0 | 0 | 0 | 0
| Interest $US |  | 168432.2958 | 336864.5916 | 336864.5916 | 336864.5916 | 336864.5916 | 336864.5916 | 336864.5916 | 336864.5916 | 336864.5916 | 336864.5916 | 168432.2958 | 0 | 0 | 0 | 0 | 0 | 0 | 0 | 0 | 0 | 0
| Electricity Back Up Charge $US |  | 201587.3321 | 443492.1305 | 443492.1305 | 443492.1305 | 443492.1305 | 443492.1305 | 443492.1305 | 443492.1305 | 443492.1305 | 443492.1305 | 443492.1305 | 443492.1305 | 443492.1305 | 443492.1305 | 443492.1305 | 443492.1305 | 443492.1305 | 443492.1305 | 443492.1305 | 443492.1305 | 221746.0653
Project Profit before Corpration Tax $US |  |  | -78343.5464 | 85275.6904 | -153058.7299 | -338153.8393 | -550111.7627 | -742159.0334 | -946305.2821 | -1163312.7444 | -1393991.6769 | -1639203.3821 | -1300120.6514 | -977459.5033 | -1271997.271 | -1585090.9182 | -1917909.465 | -2271695.5804 | -2647770.221 | -3047537.564 | -3472490.2495 | -3924214.9543 | -2162974.5625
Project Profit after Corpration Tax $US |  |  | -78343.5464 | 59692.9833 | -153058.7299 | -338153.8393 | -550111.7627 | -742159.0334 | -946305.2821 | -1163312.7444 | -1393991.6769 | -1639203.3821 | -1300120.6514 | -977459.5033 | -1271997.271 | -1585090.9182 | -1917909.465 | -2271695.5804 | -2647770.221 | -3047537.564 | -3472490.2495 | -3924214.9543 | -2162974.5625
|  | Initial | Profit (1st. year) | Profit (2nd. year) | Profit (3rd. year) | Profit (4th. year) | Profit (5th. year) | Profit (6th. year) | Profit (7th. year) | Profit (8th. year) | Profit (9th. year) | Profit (10th. year) | Profit (11th. year) | Profit (12th. year) | Profit (13th. year) | Profit (14th. year) | Profit (15th. year) | Profit (16th. year) | Profit (17th. year) | Profit (18th. year) | Profit (19th. year) | Profit (20th. year)
|  | -8216209.5523 | 1109988.4922 | 1111802.6736 | 912879.2622 | 714352.7458 | 512350.1488 | 314253.3892 | 103676.5336 | -120166.6638 | -358111.9827 | -600797.8566 | -849168.6906 | -1124728.3872 | -1428544.0946 | -1751500.1916 | -2094802.5227 | -2459732.9007 | -2847653.8925 | -3260013.9068 | -3698352.6019 | -4125082.0397
| 20 years IRR | #N/A | 2009: out of the range of excel function 'IRR'.
| NPV | -10684108.2196 | 2009: (8% discout rate is assumed)

## With CER
Project with CER
(US$)
|  |  | 2009 | 2010 | 2011 | 2012 | 2013 | 2014 | 2015 | 2016 | 2017 | 2018 | 2019 | 2020 | 2021 | 2022 | 2023 | 2024 | 2025 | 2026 | 2027 | 2028 | 2029
Natural Gas Unit Price, US$/MMBTU |  |  | 6.3238 | 6.7222 | 7.1457 | 7.5958 | 8.0744 | 8.5831 | 9.1238 | 9.6986 | 10.3096 | 10.9591 | 11.6495 | 12.3835 | 13.1636 | 13.9929 | 14.8745 | 15.8116 | 16.8077 | 17.8666 | 18.9922 | 20.1887 | 21.4606
Total Power Generation kWh |  |  | 28000000 | 56000000 | 56000000 | 56000000 | 56000000 | 56000000 | 56000000 | 56000000 | 56000000 | 56000000 | 56000000 | 56000000 | 56000000 | 56000000 | 56000000 | 56000000 | 56000000 | 56000000 | 56000000 | 56000000 | 28000000
Steam Generation, kg |  |  | 74430000 | 148860000 | 148860000 | 148860000 | 148860000 | 148860000 | 148860000 | 148860000 | 148860000 | 148860000 | 148860000 | 148860000 | 148860000 | 148860000 | 148860000 | 148860000 | 148860000 | 148860000 | 148860000 | 148860000 | 74430000
Energy Cost without Project $US (1)+(2)+(3) |  |  | 3521909.0118 | 7641958.0877 | 7817831.8406 | 7989648.53 | 8157087.8487 | 8368339.8464 | 8592900.7199 | 8831608.9285 | 9085355.7543 | 9355088.63 | 9641814.677 | 9946604.4649 | 10270596.0094 | 10614999.0212 | 10981099.4228 | 11370264.1497 | 11783946.2543 | 12223690.3316 | 12691138.2857 | 13188035.461 | 6858118.5791
| (1) Total Electricity Cost US$ |  | 2163448.4254 | 4759586.5359 | 4759586.5359 | 4759586.5359 | 4759586.5359 | 4759586.5359 | 4759586.5359 | 4759586.5359 | 4759586.5359 | 4759586.5359 | 4759586.5359 | 4759586.5359 | 4759586.5359 | 4759586.5359 | 4759586.5359 | 4759586.5359 | 4759586.5359 | 4759586.5359 | 4759586.5359 | 4759586.5359 | 2379793.2679
| Off Peak Demand Charge US$ |  | 131377.3512 | 289030.1727 | 289030.1727 | 289030.1727 | 289030.1727 | 289030.1727 | 289030.1727 | 289030.1727 | 289030.1727 | 289030.1727 | 289030.1727 | 289030.1727 | 289030.1727 | 289030.1727 | 289030.1727 | 289030.1727 | 289030.1727 | 289030.1727 | 289030.1727 | 289030.1727 | 144515.0864
| On Peak Demand Charge US$ |  | 70209.9808 | 154461.9578 | 154461.9578 | 154461.9578 | 154461.9578 | 154461.9578 | 154461.9578 | 154461.9578 | 154461.9578 | 154461.9578 | 154461.9578 | 154461.9578 | 154461.9578 | 154461.9578 | 154461.9578 | 154461.9578 | 154461.9578 | 154461.9578 | 154461.9578 | 154461.9578 | 77230.9789
| Off Peak Usage Charge US$ |  | 1737932.7504 | 3823452.0509 | 3823452.0509 | 3823452.0509 | 3823452.0509 | 3823452.0509 | 3823452.0509 | 3823452.0509 | 3823452.0509 | 3823452.0509 | 3823452.0509 | 3823452.0509 | 3823452.0509 | 3823452.0509 | 3823452.0509 | 3823452.0509 | 3823452.0509 | 3823452.0509 | 3823452.0509 | 3823452.0509 | 1911726.0254
| On Peak Usage Charge US$ |  | 223928.3429 | 492642.3544 | 492642.3544 | 492642.3544 | 492642.3544 | 492642.3544 | 492642.3544 | 492642.3544 | 492642.3544 | 492642.3544 | 492642.3544 | 492642.3544 | 492642.3544 | 492642.3544 | 492642.3544 | 492642.3544 | 492642.3544 | 492642.3544 | 492642.3544 | 492642.3544 | 246321.1772
| (2) NG Cost of Existing Boiler, US$ |  | 1313098.2464 | 2791646.8718 | 2967520.6247 | 3154474.4241 | 3353206.3128 | 3564458.3105 | 3789019.1841 | 4027727.3927 | 4281474.2184 | 4551207.0942 | 4837933.1411 | 5142722.929 | 5466714.4735 | 5811117.4854 | 6177217.8869 | 6566382.6138 | 6980064.7185 | 7419808.7957 | 7887256.7499 | 8384153.9251 | 4456177.8112
| (3) Estimated Existing Boiler Cost (Equipment & Maintenance) US$ |  | 45362.34 | 90724.68 | 90724.68 | 75587.57 | 44295 | 44295 | 44295 | 44295 | 44295 | 44295 | 44295 | 44295 | 44295 | 44295 | 44295 | 44295 | 44295 | 44295 | 44295 | 44295 | 22147.5
Energy Cost with Project $US |  |  | 3372292.5581 | 7100762.3972 | 7514970.5705 | 7871882.3693 | 8251279.6114 | 8654578.8797 | 9083286.002 | 9539001.673 | 10023427.4312 | 10538372.0122 | 10713975.3283 | 10924063.9682 | 11542593.2804 | 12200089.9394 | 12899008.8878 | 13641959.7301 | 14431716.4753 | 15271227.8956 | 16163628.5353 | 17112250.4153 | 9021093.1417
| Natural gas Cost $US |  | 2506823.9249 | 5329507.6644 | 5665266.6472 | 6022178.446 | 6401575.6881 | 6804874.9564 | 7233582.0787 | 7689297.7497 | 8173723.5079 | 8688668.0889 | 9236054.1785 | 9817925.5917 | 10436454.904 | 11093951.563 | 11792870.5114 | 12535821.3536 | 13325578.0989 | 14165089.5192 | 15057490.1589 | 16006112.0389 | 8507248.5487
| Civil Cost $US |  | 20500 | 41000 | 41000 | 41000 | 41000 | 41000 | 41000 | 41000 | 41000 | 41000 | 20500 | 0 | 0 | 0 | 0 | 0 | 0 | 0 | 0 | 0 | 0
| Maintenance $US |  | 292098.5277 | 584197.0555 | 584197.0555 | 584197.0555 | 584197.0555 | 584197.0555 | 584197.0555 | 584197.0555 | 584197.0555 | 584197.0555 | 584197.0555 | 584197.0555 | 584197.0555 | 584197.0555 | 584197.0555 | 584197.0555 | 584197.0555 | 584197.0555 | 584197.0555 | 584197.0555 | 292098.5277
| Insurance $US |  | 0 | 0 | 78449.1904 | 78449.1904 | 78449.1904 | 78449.1904 | 78449.1904 | 78449.1904 | 78449.1904 | 78449.1904 | 78449.1904 | 78449.1904 | 78449.1904 | 78449.1904 | 78449.1904 | 78449.1904 | 78449.1904 | 78449.1904 | 78449.1904 | 78449.1904 | 0
| Equipment Cost $US |  | 410810.4776 | 821620.9552 | 821620.9552 | 821620.9552 | 821620.9552 | 821620.9552 | 821620.9552 | 821620.9552 | 821620.9552 | 821620.9552 | 410810.4776 | 0 | 0 | 0 | 0 | 0 | 0 | 0 | 0 | 0 | 0
| Interest $US |  | 168432.2958 | 336864.5916 | 336864.5916 | 336864.5916 | 336864.5916 | 336864.5916 | 336864.5916 | 336864.5916 | 336864.5916 | 336864.5916 | 168432.2958 | 0 | 0 | 0 | 0 | 0 | 0 | 0 | 0 | 0 | 0
| Electricity Back Up Charge $US |  | 201587.3321 | 443492.1305 | 443492.1305 | 443492.1305 | 443492.1305 | 443492.1305 | 443492.1305 | 443492.1305 | 443492.1305 | 443492.1305 | 443492.1305 | 443492.1305 | 443492.1305 | 443492.1305 | 443492.1305 | 443492.1305 | 443492.1305 | 443492.1305 | 443492.1305 | 443492.1305 | 221746.0653
| CER Benefit $US |  | 227960 | 455920 | 455920 | 455920 | 455920 | 455920 | 455920 | 455920 | 455920 | 455920 | 227960 | 0 | 0 | 0 | 0 | 0 | 0 | 0 | 0 | 0 | 0
Project Profit before Corpration Tax $US |  |  | 149616.4536 | 541195.6904 | 302861.2701 | 117766.1607 | -94191.7627 | -286239.0334 | -490385.2821 | -707392.7444 | -938071.6769 | -1183283.3821 | -1072160.6514 | -977459.5033 | -1271997.271 | -1585090.9182 | -1917909.465 | -2271695.5804 | -2647770.221 | -3047537.564 | -3472490.2495 | -3924214.9543 | -2162974.5625
Project Profit after Corpration Tax $US |  |  | 104731.5175 | 378836.9833 | 212002.8891 | 82436.3125 | -94191.7627 | -286239.0334 | -490385.2821 | -707392.7444 | -938071.6769 | -1183283.3821 | -1072160.6514 | -977459.5033 | -1271997.271 | -1585090.9182 | -1917909.465 | -2271695.5804 | -2647770.221 | -3047537.564 | -3472490.2495 | -3924214.9543 | -2162974.5625
|  | Initial | Profit (1st. year) | Profit (2nd. year) | Profit (3rd. year) | Profit (4th. year) | Profit (5th. year) | Profit (6th. year) | Profit (7th. year) | Profit (8th. year) | Profit (9th. year) | Profit (10th. year) | Profit (11th. year) | Profit (12th. year) | Profit (13th. year) | Profit (14th. year) | Profit (15th. year) | Profit (16th. year) | Profit (17th. year) | Profit (18th. year) | Profit (19th. year) | Profit (20th. year)
|  | -8216209.5523 | 1452635.5561 | 1453905.4831 | 1305705.1476 | 1152607.8217 | 968270.1488 | 770173.3892 | 559596.5336 | 335753.3362 | 97808.0173 | -258857.8566 | -735188.6906 | -1124728.3872 | -1428544.0946 | -1751500.1916 | -2094802.5227 | -2459732.9007 | -2847653.8925 | -3260013.9068 | -3698352.6019 | -4125082.0397
| 20 years IRR | #N/A | 2009: out of the range of excel function 'IRR'.
| NPV | -8100944.3743 | 2009: (8% discout rate is assumed)

## Sensitivity Condition
Sensitivity Analysis Condition
Variables | Lo | Ave. | Hi | Unit | Remarks
Estimated Hike of Electricity Tariff in 2010 | 0 | 10 | 15 | % | Hike in Year2010 only
Estimated Escalation of Natural Gas Price | 5 | 6.3 | 10 | % | Average of 1 year

## Wiithout CER for Sensitivity
Project without CER Sensitivity Analysis
Case :
Estimated Hike of Electricity Tariff in 2010 |  | 0%
Estimated Escalation of Natural Gas Price |  | 5%
(US$)
|  |  | 2009 | 2010 | 2011 | 2012 | 2013 | 2014 | 2015 | 2016 | 2017 | 2018 | 2019 | 2020 | 2021 | 2022 | 2023 | 2024 | 2025 | 2026 | 2027 | 2028 | 2029
Natural Gas Unit Price, US$/MMBTU, HHV |  |  | 6.17 | 6.4785 | 6.8025 | 7.1426 | 7.4997 | 7.8747 | 8.2684 | 8.6819 | 9.116 | 9.5718 | 10.0503 | 10.5529 | 11.0805 | 11.6345 | 12.2163 | 12.8271 | 13.4684 | 14.1419 | 14.8489 | 15.5914 | 16.371
Total Power Generation kWh |  |  | 28000000 | 56000000 | 56000000 | 56000000 | 56000000 | 56000000 | 56000000 | 56000000 | 56000000 | 56000000 | 56000000 | 56000000 | 56000000 | 56000000 | 56000000 | 56000000 | 56000000 | 56000000 | 56000000 | 56000000 | 28000000
Steam Generation, kg |  |  | 74430000 | 148860000 | 148860000 | 148860000 | 148860000 | 148860000 | 148860000 | 148860000 | 148860000 | 148860000 | 148860000 | 148860000 | 148860000 | 148860000 | 148860000 | 148860000 | 148860000 | 148860000 | 148860000 | 148860000 | 74430000
Energy Cost without Project $US (1)+(2)+(3) |  |  | 3489988.2283 | 7108094.203 | 7242617.8366 | 7368730.5419 | 7485750.2779 | 7641478.1993 | 7804992.5167 | 7976682.55 | 8156957.085 | 8346245.3467 | 8544998.0215 | 8753688.33 | 8972813.154 | 9202894.2192 | 9444479.3376 | 9698143.7119 | 9964491.305 | 10244156.2777 | 10537804.499 | 10846135.1314 | 5584941.1477
| (1) Total Electricity Cost US$ |  | 2163448.4254 | 4326896.8508 | 4326896.8508 | 4326896.8508 | 4326896.8508 | 4326896.8508 | 4326896.8508 | 4326896.8508 | 4326896.8508 | 4326896.8508 | 4326896.8508 | 4326896.8508 | 4326896.8508 | 4326896.8508 | 4326896.8508 | 4326896.8508 | 4326896.8508 | 4326896.8508 | 4326896.8508 | 4326896.8508 | 2163448.4254
| Off Peak Demand Charge US$ |  | 131377.3512 | 262754.7025 | 262754.7025 | 262754.7025 | 262754.7025 | 262754.7025 | 262754.7025 | 262754.7025 | 262754.7025 | 262754.7025 | 262754.7025 | 262754.7025 | 262754.7025 | 262754.7025 | 262754.7025 | 262754.7025 | 262754.7025 | 262754.7025 | 262754.7025 | 262754.7025 | 131377.3512
| On Peak Demand Charge US$ |  | 70209.9808 | 140419.9616 | 140419.9616 | 140419.9616 | 140419.9616 | 140419.9616 | 140419.9616 | 140419.9616 | 140419.9616 | 140419.9616 | 140419.9616 | 140419.9616 | 140419.9616 | 140419.9616 | 140419.9616 | 140419.9616 | 140419.9616 | 140419.9616 | 140419.9616 | 140419.9616 | 70209.9808
| Off Peak Usage Charge US$ |  | 1737932.7504 | 3475865.5008 | 3475865.5008 | 3475865.5008 | 3475865.5008 | 3475865.5008 | 3475865.5008 | 3475865.5008 | 3475865.5008 | 3475865.5008 | 3475865.5008 | 3475865.5008 | 3475865.5008 | 3475865.5008 | 3475865.5008 | 3475865.5008 | 3475865.5008 | 3475865.5008 | 3475865.5008 | 3475865.5008 | 1737932.7504
| On Peak Usage Charge US$ |  | 223928.3429 | 447856.6859 | 447856.6859 | 447856.6859 | 447856.6859 | 447856.6859 | 447856.6859 | 447856.6859 | 447856.6859 | 447856.6859 | 447856.6859 | 447856.6859 | 447856.6859 | 447856.6859 | 447856.6859 | 447856.6859 | 447856.6859 | 447856.6859 | 447856.6859 | 447856.6859 | 223928.3429
| (2) NG Cost of Existing Boiler, US$ |  | 1281177.463 | 2690472.6722 | 2824996.3058 | 2966246.1211 | 3114558.4272 | 3270286.3485 | 3433800.6659 | 3605490.6992 | 3785765.2342 | 3975053.4959 | 4173806.1707 | 4382496.4792 | 4601621.3032 | 4831702.3684 | 5073287.4868 | 5326951.8611 | 5593299.4542 | 5872964.4269 | 6166612.6482 | 6474943.2806 | 3399345.2223
| (3) Estimated Existing Boiler Cost (Equipment & Maintenance) US$ |  | 45362.34 | 90724.68 | 90724.68 | 75587.57 | 44295 | 44295 | 44295 | 44295 | 44295 | 44295 | 44295 | 44295 | 44295 | 44295 | 44295 | 44295 | 44295 | 44295 | 44295 | 44295 | 22147.5
Energy Cost with Project $US |  |  | 3539312.8807 | 7323214.1861 | 7658481.2225 | 7928139.9608 | 8211281.636 | 8508580.395 | 8820744.0919 | 9148515.9736 | 9492676.4495 | 9854044.9491 | 9633739.1003 | 9432405.0977 | 9850734.307 | 10289979.9769 | 10751187.9302 | 11235456.2813 | 11743938.0498 | 12277843.9068 | 12838445.0566 | 13427076.264 | 6983344.9206
| Natural gas Cost $US |  | 2445884.2475 | 5136356.9197 | 5393174.7656 | 5662833.5039 | 5945975.1791 | 6243273.9381 | 6555437.635 | 6883209.5167 | 7227369.9926 | 7588738.4922 | 7968175.4168 | 8366584.1877 | 8784913.397 | 9224159.0669 | 9685367.0202 | 10169635.3712 | 10678117.1398 | 11212022.9968 | 11772624.1466 | 12361255.354 | 6489659.0608
| Civil Cost $US |  | 20500 | 41000 | 41000 | 41000 | 41000 | 41000 | 41000 | 41000 | 41000 | 41000 | 20500 | 0 | 0 | 0 | 0 | 0 | 0 | 0 | 0 | 0 | 0
| Maintenance $US |  | 292098.5277 | 584197.0555 | 584197.0555 | 584197.0555 | 584197.0555 | 584197.0555 | 584197.0555 | 584197.0555 | 584197.0555 | 584197.0555 | 584197.0555 | 584197.0555 | 584197.0555 | 584197.0555 | 584197.0555 | 584197.0555 | 584197.0555 | 584197.0555 | 584197.0555 | 584197.0555 | 292098.5277
| Insurance $US |  | 0 | 0 | 78449.1904 | 78449.1904 | 78449.1904 | 78449.1904 | 78449.1904 | 78449.1904 | 78449.1904 | 78449.1904 | 78449.1904 | 78449.1904 | 78449.1904 | 78449.1904 | 78449.1904 | 78449.1904 | 78449.1904 | 78449.1904 | 78449.1904 | 78449.1904 | 0
| Equipment Cost $US |  | 410810.4776 | 821620.9552 | 821620.9552 | 821620.9552 | 821620.9552 | 821620.9552 | 821620.9552 | 821620.9552 | 821620.9552 | 821620.9552 | 410810.4776 | 0 | 0 | 0 | 0 | 0 | 0 | 0 | 0 | 0 | 0
| Interest $US |  | 168432.2958 | 336864.5916 | 336864.5916 | 336864.5916 | 336864.5916 | 336864.5916 | 336864.5916 | 336864.5916 | 336864.5916 | 336864.5916 | 168432.2958 | 0 | 0 | 0 | 0 | 0 | 0 | 0 | 0 | 0 | 0
| Electricity Back Up Charge $US |  | 201587.3321 | 403174.6641 | 403174.6641 | 403174.6641 | 403174.6641 | 403174.6641 | 403174.6641 | 403174.6641 | 403174.6641 | 403174.6641 | 403174.6641 | 403174.6641 | 403174.6641 | 403174.6641 | 403174.6641 | 403174.6641 | 403174.6641 | 403174.6641 | 403174.6641 | 403174.6641 | 201587.3321
Project Profit before Corpration Tax $US |  |  | -49324.6523 | -215119.9831 | -415863.3859 | -559409.4189 | -725531.3581 | -867102.1957 | -1015751.5751 | -1171833.4236 | -1335719.3645 | -1507799.6024 | -1088741.0788 | -678716.7676 | -877921.1531 | -1087085.7577 | -1306708.5927 | -1537312.5693 | -1779446.7449 | -2033687.6291 | -2300640.5576 | -2580941.1325 | -1398403.7729
Project Profit after Corpration Tax $US |  |  | -49324.6523 | -215119.9831 | -415863.3859 | -559409.4189 | -725531.3581 | -867102.1957 | -1015751.5751 | -1171833.4236 | -1335719.3645 | -1507799.6024 | -1088741.0788 | -678716.7676 | -877921.1531 | -1087085.7577 | -1306708.5927 | -1537312.5693 | -1779446.7449 | -2033687.6291 | -2300640.5576 | -2580941.1325 | -1398403.7729
|  | Initial | Profit (1st. year) | Profit (2nd. year) | Profit (3rd. year) | Profit (4th. year) | Profit (5th. year) | Profit (6th. year) | Profit (7th. year) | Profit (8th. year) | Profit (9th. year) | Profit (10th. year) | Profit (11th. year) | Profit (12th. year) | Profit (13th. year) | Profit (14th. year) | Profit (15th. year) | Profit (16th. year) | Profit (17th. year) | Profit (18th. year) | Profit (19th. year) | Profit (20th. year)
|  | -8216209.5523 | 1001600.903 | 842993.8623 | 670849.1444 | 516015.1584 | 362168.77 | 217058.6615 | 64693.0475 | -95290.8472 | -263273.9366 | -429406.1804 | -594107.5365 | -778318.9603 | -982503.4554 | -1196897.1752 | -1422010.581 | -1658379.6571 | -1906567.187 | -2167164.0934 | -2440790.8451 | -2688874.3392
| 10 years IRR | #N/A | 2009: out of the range of excel function 'IRR'.
| NPV | -9333671.5862 | 2009: (8% discout rate is assumed)
Case :
Estimated Hike of Electricity Tariff in 2010 |  | 10%
Estimated Escalation of Natural Gas Price |  | 5%
(US$)
|  |  | 2009 | 2010 | 2011 | 2012 | 2013 | 2014 | 2015 | 2016 | 2017 | 2018 | 2019 | 2020 | 2021 | 2022 | 2023 | 2024 | 2025 | 2026 | 2027 | 2028 | 2029
Natural Gas Unit Price, US$/MMBTU, HHV |  |  | 6.17 | 6.4785 | 6.8025 | 7.1426 | 7.4997 | 7.8747 | 8.2684 | 8.6819 | 9.116 | 9.5718 | 10.0503 | 10.5529 | 11.0805 | 11.6345 | 12.2163 | 12.8271 | 13.4684 | 14.1419 | 14.8489 | 15.5914 | 16.371
Total Power Generation kWh |  |  | 28000000 | 56000000 | 56000000 | 56000000 | 56000000 | 56000000 | 56000000 | 56000000 | 56000000 | 56000000 | 56000000 | 56000000 | 56000000 | 56000000 | 56000000 | 56000000 | 56000000 | 56000000 | 56000000 | 56000000 | 28000000
Steam Generation, kg |  |  | 74430000 | 148860000 | 148860000 | 148860000 | 148860000 | 148860000 | 148860000 | 148860000 | 148860000 | 148860000 | 148860000 | 148860000 | 148860000 | 148860000 | 148860000 | 148860000 | 148860000 | 148860000 | 148860000 | 148860000 | 74430000
Energy Cost without Project $US (1)+(2)+(3) |  |  | 3489988.2283 | 7540783.8881 | 7675307.5217 | 7801420.227 | 7918439.963 | 8074167.8844 | 8237682.2018 | 8409372.2351 | 8589646.7701 | 8778935.0318 | 8977687.7066 | 9186378.0151 | 9405502.8391 | 9635583.9042 | 9877169.0227 | 10130833.397 | 10397180.99 | 10676845.9628 | 10970494.1841 | 11278824.8165 | 5801285.9903
| (1) Total Electricity Cost US$ |  | 2163448.4254 | 4759586.5359 | 4759586.5359 | 4759586.5359 | 4759586.5359 | 4759586.5359 | 4759586.5359 | 4759586.5359 | 4759586.5359 | 4759586.5359 | 4759586.5359 | 4759586.5359 | 4759586.5359 | 4759586.5359 | 4759586.5359 | 4759586.5359 | 4759586.5359 | 4759586.5359 | 4759586.5359 | 4759586.5359 | 2379793.2679
| Off Peak Demand Charge US$ |  | 131377.3512 | 289030.1727 | 289030.1727 | 289030.1727 | 289030.1727 | 289030.1727 | 289030.1727 | 289030.1727 | 289030.1727 | 289030.1727 | 289030.1727 | 289030.1727 | 289030.1727 | 289030.1727 | 289030.1727 | 289030.1727 | 289030.1727 | 289030.1727 | 289030.1727 | 289030.1727 | 144515.0864
| On Peak Demand Charge US$ |  | 70209.9808 | 154461.9578 | 154461.9578 | 154461.9578 | 154461.9578 | 154461.9578 | 154461.9578 | 154461.9578 | 154461.9578 | 154461.9578 | 154461.9578 | 154461.9578 | 154461.9578 | 154461.9578 | 154461.9578 | 154461.9578 | 154461.9578 | 154461.9578 | 154461.9578 | 154461.9578 | 77230.9789
| Off Peak Usage Charge US$ |  | 1737932.7504 | 3823452.0509 | 3823452.0509 | 3823452.0509 | 3823452.0509 | 3823452.0509 | 3823452.0509 | 3823452.0509 | 3823452.0509 | 3823452.0509 | 3823452.0509 | 3823452.0509 | 3823452.0509 | 3823452.0509 | 3823452.0509 | 3823452.0509 | 3823452.0509 | 3823452.0509 | 3823452.0509 | 3823452.0509 | 1911726.0254
| On Peak Usage Charge US$ |  | 223928.3429 | 492642.3544 | 492642.3544 | 492642.3544 | 492642.3544 | 492642.3544 | 492642.3544 | 492642.3544 | 492642.3544 | 492642.3544 | 492642.3544 | 492642.3544 | 492642.3544 | 492642.3544 | 492642.3544 | 492642.3544 | 492642.3544 | 492642.3544 | 492642.3544 | 492642.3544 | 246321.1772
| (2) NG Cost of Existing Boiler, US$ |  | 1281177.463 | 2690472.6722 | 2824996.3058 | 2966246.1211 | 3114558.4272 | 3270286.3485 | 3433800.6659 | 3605490.6992 | 3785765.2342 | 3975053.4959 | 4173806.1707 | 4382496.4792 | 4601621.3032 | 4831702.3684 | 5073287.4868 | 5326951.8611 | 5593299.4542 | 5872964.4269 | 6166612.6482 | 6474943.2806 | 3399345.2223
| (3) Estimated Existing Boiler Cost (Equipment & Maintenance) US$ |  | 45362.34 | 90724.68 | 90724.68 | 75587.57 | 44295 | 44295 | 44295 | 44295 | 44295 | 44295 | 44295 | 44295 | 44295 | 44295 | 44295 | 44295 | 44295 | 44295 | 44295 | 44295 | 22147.5
Energy Cost with Project $US |  |  | 3539312.8807 | 7363531.6525 | 7698798.6889 | 7968457.4272 | 8251599.1024 | 8548897.8614 | 8861061.5583 | 9188833.44 | 9532993.9159 | 9894362.4155 | 9674056.5667 | 9472722.5641 | 9891051.7735 | 10330297.4433 | 10791505.3967 | 11275773.7477 | 11784255.5162 | 12318161.3732 | 12878762.5231 | 13467393.7304 | 7003503.6538
| Natural gas Cost $US |  | 2445884.2475 | 5136356.9197 | 5393174.7656 | 5662833.5039 | 5945975.1791 | 6243273.9381 | 6555437.635 | 6883209.5167 | 7227369.9926 | 7588738.4922 | 7968175.4168 | 8366584.1877 | 8784913.397 | 9224159.0669 | 9685367.0202 | 10169635.3712 | 10678117.1398 | 11212022.9968 | 11772624.1466 | 12361255.354 | 6489659.0608
| Civil Cost $US |  | 20500 | 41000 | 41000 | 41000 | 41000 | 41000 | 41000 | 41000 | 41000 | 41000 | 20500 | 0 | 0 | 0 | 0 | 0 | 0 | 0 | 0 | 0 | 0
| Maintenance $US |  | 292098.5277 | 584197.0555 | 584197.0555 | 584197.0555 | 584197.0555 | 584197.0555 | 584197.0555 | 584197.0555 | 584197.0555 | 584197.0555 | 584197.0555 | 584197.0555 | 584197.0555 | 584197.0555 | 584197.0555 | 584197.0555 | 584197.0555 | 584197.0555 | 584197.0555 | 584197.0555 | 292098.5277
| Insurance $US |  | 0 | 0 | 78449.1904 | 78449.1904 | 78449.1904 | 78449.1904 | 78449.1904 | 78449.1904 | 78449.1904 | 78449.1904 | 78449.1904 | 78449.1904 | 78449.1904 | 78449.1904 | 78449.1904 | 78449.1904 | 78449.1904 | 78449.1904 | 78449.1904 | 78449.1904 | 0
| Equipment Cost $US |  | 410810.4776 | 821620.9552 | 821620.9552 | 821620.9552 | 821620.9552 | 821620.9552 | 821620.9552 | 821620.9552 | 821620.9552 | 821620.9552 | 410810.4776 | 0 | 0 | 0 | 0 | 0 | 0 | 0 | 0 | 0 | 0
| Interest $US |  | 168432.2958 | 336864.5916 | 336864.5916 | 336864.5916 | 336864.5916 | 336864.5916 | 336864.5916 | 336864.5916 | 336864.5916 | 336864.5916 | 168432.2958 | 0 | 0 | 0 | 0 | 0 | 0 | 0 | 0 | 0 | 0
| Electricity Back Up Charge $US |  | 201587.3321 | 443492.1305 | 443492.1305 | 443492.1305 | 443492.1305 | 443492.1305 | 443492.1305 | 443492.1305 | 443492.1305 | 443492.1305 | 443492.1305 | 443492.1305 | 443492.1305 | 443492.1305 | 443492.1305 | 443492.1305 | 443492.1305 | 443492.1305 | 443492.1305 | 443492.1305 | 221746.0653
Project Profit before Corpration Tax $US |  |  | -49324.6523 | 177252.2355 | -23491.1673 | -167037.2003 | -333159.1394 | -474729.977 | -623379.3565 | -779461.2049 | -943347.1458 | -1115427.3837 | -696368.8601 | -286344.549 | -485548.9344 | -694713.5391 | -914336.374 | -1144940.3507 | -1387074.5262 | -1641315.4105 | -1908268.339 | -2188568.9139 | -1202217.6636
Project Profit after Corpration Tax $US |  |  | -49324.6523 | 124076.5649 | -23491.1673 | -167037.2003 | -333159.1394 | -474729.977 | -623379.3565 | -779461.2049 | -943347.1458 | -1115427.3837 | -696368.8601 | -286344.549 | -485548.9344 | -694713.5391 | -914336.374 | -1144940.3507 | -1387074.5262 | -1641315.4105 | -1908268.339 | -2188568.9139 | -1202217.6636
|  | Initial | Profit (1st. year) | Profit (2nd. year) | Profit (3rd. year) | Profit (4th. year) | Profit (5th. year) | Profit (6th. year) | Profit (7th. year) | Profit (8th. year) | Profit (9th. year) | Profit (10th. year) | Profit (11th. year) | Profit (12th. year) | Profit (13th. year) | Profit (14th. year) | Profit (15th. year) | Profit (16th. year) | Profit (17th. year) | Profit (18th. year) | Profit (19th. year) | Profit (20th. year)
|  | -8216209.5523 | 1171199.177 | 1208778.2457 | 1063221.3631 | 908387.377 | 754540.9887 | 609430.8801 | 457065.2662 | 297081.3715 | 129098.2821 | -37033.9618 | -201735.3178 | -385946.7417 | -590131.2367 | -804524.9565 | -1029638.3623 | -1266007.4384 | -1514194.9683 | -1774791.8747 | -2048418.6264 | -2296502.1205
| 20 years IRR | #N/A | 2009: out of the range of excel function 'IRR'.
| NPV | -5978762.9499 | 2009: (8% discout rate is assumed)
Case :
Estimated Hike of Electricity Tariff in 2010 |  | 15%
Estimated Escalation of Natural Gas Price |  | 5%
(US$)
|  |  | 2009 | 2010 | 2011 | 2012 | 2013 | 2014 | 2015 | 2016 | 2017 | 2018 | 2019 | 2020 | 2021 | 2022 | 2023 | 2024 | 2025 | 2026 | 2027 | 2028 | 2029
Natural Gas Unit Price, US$/MMBTU, HHV |  |  | 6.17 | 6.4785 | 6.8025 | 7.1426 | 7.4997 | 7.8747 | 8.2684 | 8.6819 | 9.116 | 9.5718 | 10.0503 | 10.5529 | 11.0805 | 11.6345 | 12.2163 | 12.8271 | 13.4684 | 14.1419 | 14.8489 | 15.5914 | 16.371
Total Power Generation kWh |  |  | 28000000 | 56000000 | 56000000 | 56000000 | 56000000 | 56000000 | 56000000 | 56000000 | 56000000 | 56000000 | 56000000 | 56000000 | 56000000 | 56000000 | 56000000 | 56000000 | 56000000 | 56000000 | 56000000 | 56000000 | 28000000
Steam Generation, kg |  |  | 74430000 | 148860000 | 148860000 | 148860000 | 148860000 | 148860000 | 148860000 | 148860000 | 148860000 | 148860000 | 148860000 | 148860000 | 148860000 | 148860000 | 148860000 | 148860000 | 148860000 | 148860000 | 148860000 | 148860000 | 74430000
Energy Cost without Project $US (1)+(2)+(3) |  |  | 3489988.2283 | 7757128.7306 | 7891652.3642 | 8017765.0695 | 8134784.8056 | 8290512.7269 | 8454027.0443 | 8625717.0776 | 8805991.6126 | 8995279.8743 | 9194032.5491 | 9402722.8576 | 9621847.6816 | 9851928.7468 | 10093513.8652 | 10347178.2395 | 10613525.8326 | 10893190.8053 | 11186839.0266 | 11495169.6591 | 5909458.4115
| (1) Total Electricity Cost US$ |  | 2163448.4254 | 4975931.3784 | 4975931.3784 | 4975931.3784 | 4975931.3784 | 4975931.3784 | 4975931.3784 | 4975931.3784 | 4975931.3784 | 4975931.3784 | 4975931.3784 | 4975931.3784 | 4975931.3784 | 4975931.3784 | 4975931.3784 | 4975931.3784 | 4975931.3784 | 4975931.3784 | 4975931.3784 | 4975931.3784 | 2487965.6892
| Off Peak Demand Charge US$ |  | 131377.3512 | 302167.9079 | 302167.9079 | 302167.9079 | 302167.9079 | 302167.9079 | 302167.9079 | 302167.9079 | 302167.9079 | 302167.9079 | 302167.9079 | 302167.9079 | 302167.9079 | 302167.9079 | 302167.9079 | 302167.9079 | 302167.9079 | 302167.9079 | 302167.9079 | 302167.9079 | 151083.9539
| On Peak Demand Charge US$ |  | 70209.9808 | 161482.9559 | 161482.9559 | 161482.9559 | 161482.9559 | 161482.9559 | 161482.9559 | 161482.9559 | 161482.9559 | 161482.9559 | 161482.9559 | 161482.9559 | 161482.9559 | 161482.9559 | 161482.9559 | 161482.9559 | 161482.9559 | 161482.9559 | 161482.9559 | 161482.9559 | 80741.4779
| Off Peak Usage Charge US$ |  | 1737932.7504 | 3997245.3259 | 3997245.3259 | 3997245.3259 | 3997245.3259 | 3997245.3259 | 3997245.3259 | 3997245.3259 | 3997245.3259 | 3997245.3259 | 3997245.3259 | 3997245.3259 | 3997245.3259 | 3997245.3259 | 3997245.3259 | 3997245.3259 | 3997245.3259 | 3997245.3259 | 3997245.3259 | 3997245.3259 | 1998622.663
| On Peak Usage Charge US$ |  | 223928.3429 | 515035.1887 | 515035.1887 | 515035.1887 | 515035.1887 | 515035.1887 | 515035.1887 | 515035.1887 | 515035.1887 | 515035.1887 | 515035.1887 | 515035.1887 | 515035.1887 | 515035.1887 | 515035.1887 | 515035.1887 | 515035.1887 | 515035.1887 | 515035.1887 | 515035.1887 | 257517.5944
| (2) NG Cost of Existing Boiler, US$ |  | 1281177.463 | 2690472.6722 | 2824996.3058 | 2966246.1211 | 3114558.4272 | 3270286.3485 | 3433800.6659 | 3605490.6992 | 3785765.2342 | 3975053.4959 | 4173806.1707 | 4382496.4792 | 4601621.3032 | 4831702.3684 | 5073287.4868 | 5326951.8611 | 5593299.4542 | 5872964.4269 | 6166612.6482 | 6474943.2806 | 3399345.2223
| (3) Estimated Existing Boiler Cost (Equipment & Maintenance) US$ |  | 45362.34 | 90724.68 | 90724.68 | 75587.57 | 44295 | 44295 | 44295 | 44295 | 44295 | 44295 | 44295 | 44295 | 44295 | 44295 | 44295 | 44295 | 44295 | 44295 | 44295 | 44295 | 22147.5
Energy Cost with Project $US |  |  | 3539312.8807 | 7383690.3857 | 7718957.4221 | 7988616.1604 | 8271757.8356 | 8569056.5946 | 8881220.2915 | 9208992.1732 | 9553152.6491 | 9914521.1487 | 9694215.2999 | 9492881.2973 | 9911210.5067 | 10350456.1765 | 10811664.1299 | 11295932.4809 | 11804414.2494 | 12338320.1064 | 12898921.2563 | 13487552.4636 | 7013583.0204
| Natural gas Cost $US |  | 2445884.2475 | 5136356.9197 | 5393174.7656 | 5662833.5039 | 5945975.1791 | 6243273.9381 | 6555437.635 | 6883209.5167 | 7227369.9926 | 7588738.4922 | 7968175.4168 | 8366584.1877 | 8784913.397 | 9224159.0669 | 9685367.0202 | 10169635.3712 | 10678117.1398 | 11212022.9968 | 11772624.1466 | 12361255.354 | 6489659.0608
| Civil Cost $US |  | 20500 | 41000 | 41000 | 41000 | 41000 | 41000 | 41000 | 41000 | 41000 | 41000 | 20500 | 0 | 0 | 0 | 0 | 0 | 0 | 0 | 0 | 0 | 0
| Maintenance $US |  | 292098.5277 | 584197.0555 | 584197.0555 | 584197.0555 | 584197.0555 | 584197.0555 | 584197.0555 | 584197.0555 | 584197.0555 | 584197.0555 | 584197.0555 | 584197.0555 | 584197.0555 | 584197.0555 | 584197.0555 | 584197.0555 | 584197.0555 | 584197.0555 | 584197.0555 | 584197.0555 | 292098.5277
| Insurance $US |  | 0 | 0 | 78449.1904 | 78449.1904 | 78449.1904 | 78449.1904 | 78449.1904 | 78449.1904 | 78449.1904 | 78449.1904 | 78449.1904 | 78449.1904 | 78449.1904 | 78449.1904 | 78449.1904 | 78449.1904 | 78449.1904 | 78449.1904 | 78449.1904 | 78449.1904 | 0
| Equipment Cost $US |  | 410810.4776 | 821620.9552 | 821620.9552 | 821620.9552 | 821620.9552 | 821620.9552 | 821620.9552 | 821620.9552 | 821620.9552 | 821620.9552 | 410810.4776 | 0 | 0 | 0 | 0 | 0 | 0 | 0 | 0 | 0 | 0
| Interest $US |  | 168432.2958 | 336864.5916 | 336864.5916 | 336864.5916 | 336864.5916 | 336864.5916 | 336864.5916 | 336864.5916 | 336864.5916 | 336864.5916 | 168432.2958 | 0 | 0 | 0 | 0 | 0 | 0 | 0 | 0 | 0 | 0
| Electricity Back Up Charge $US |  | 201587.3321 | 463650.8637 | 463650.8637 | 463650.8637 | 463650.8637 | 463650.8637 | 463650.8637 | 463650.8637 | 463650.8637 | 463650.8637 | 463650.8637 | 463650.8637 | 463650.8637 | 463650.8637 | 463650.8637 | 463650.8637 | 463650.8637 | 463650.8637 | 463650.8637 | 463650.8637 | 231825.4319
Project Profit before Corpration Tax $US |  |  | -49324.6523 | 373438.3449 | 172694.9421 | 29148.9091 | -136973.0301 | -278543.8677 | -427193.2471 | -583275.0956 | -747161.0365 | -919241.2744 | -500182.7508 | -90158.4396 | -289362.8251 | -498527.4297 | -718150.2647 | -948754.2413 | -1190888.4168 | -1445129.3011 | -1712082.2296 | -1992382.8045 | -1104124.6089
Project Profit after Corpration Tax $US |  |  | -49324.6523 | 261406.8414 | 120886.4594 | 20404.2364 | -136973.0301 | -278543.8677 | -427193.2471 | -583275.0956 | -747161.0365 | -919241.2744 | -500182.7508 | -90158.4396 | -289362.8251 | -498527.4297 | -718150.2647 | -948754.2413 | -1190888.4168 | -1445129.3011 | -1712082.2296 | -1992382.8045 | -1104124.6089
|  | Initial | Profit (1st. year) | Profit (2nd. year) | Profit (3rd. year) | Profit (4th. year) | Profit (5th. year) | Profit (6th. year) | Profit (7th. year) | Profit (8th. year) | Profit (9th. year) | Profit (10th. year) | Profit (11th. year) | Profit (12th. year) | Profit (13th. year) | Profit (14th. year) | Profit (15th. year) | Profit (16th. year) | Profit (17th. year) | Profit (18th. year) | Profit (19th. year) | Profit (20th. year)
|  | -8216209.5523 | 1239864.3152 | 1349632.1973 | 1229130.8948 | 1100201.15 | 950727.098 | 805616.9895 | 653251.3755 | 493267.4808 | 325284.3914 | 159152.1476 | -5549.2085 | -189760.6323 | -393945.1274 | -608338.8472 | -833452.253 | -1069821.3291 | -1318008.859 | -1578605.7654 | -1852232.5171 | -2100316.0112
| 20 years IRR | #N/A | 2009: out of the range of excel function 'IRR'.
| NPV | -4373742.1727 | 2009: (8% discout rate is assumed)
Case :
Estimated Hike of Electricity Tariff in 2010 |  | 0%
Estimated Escalation of Natural Gas Price |  | 6.3%
(US$)
|  |  | 2009 | 2010 | 2011 | 2012 | 2013 | 2014 | 2015 | 2016 | 2017 | 2018 | 2019 | 2020 | 2021 | 2022 | 2023 | 2024 | 2025 | 2026 | 2027 | 2028 | 2029
Natural Gas Unit Price, US$/MMBTU, HHV |  |  | 6.3238 | 6.7222 | 7.1457 | 7.5958 | 8.0744 | 8.5831 | 9.1238 | 9.6986 | 10.3096 | 10.9591 | 11.6495 | 12.3835 | 13.1636 | 13.9929 | 14.8745 | 15.8116 | 16.8077 | 17.8666 | 18.9922 | 20.1887 | 21.4606
Total Power Generation kWh |  |  | 28000000 | 56000000 | 56000000 | 56000000 | 56000000 | 56000000 | 56000000 | 56000000 | 56000000 | 56000000 | 56000000 | 56000000 | 56000000 | 56000000 | 56000000 | 56000000 | 56000000 | 56000000 | 56000000 | 56000000 | 28000000
Steam Generation, kg |  |  | 74430000 | 148860000 | 148860000 | 148860000 | 148860000 | 148860000 | 148860000 | 148860000 | 148860000 | 148860000 | 148860000 | 148860000 | 148860000 | 148860000 | 148860000 | 148860000 | 148860000 | 148860000 | 148860000 | 148860000 | 74430000
Energy Cost without Project $US (1)+(2)+(3) |  |  | 3521909.0118 | 7209268.4026 | 7385142.1555 | 7556958.8449 | 7724398.1636 | 7935650.1613 | 8160211.0349 | 8398919.2435 | 8652666.0692 | 8922398.945 | 9209124.9919 | 9513914.7798 | 9837906.3243 | 10182309.3361 | 10548409.7377 | 10937574.4646 | 11351256.5693 | 11791000.6465 | 12258448.6007 | 12755345.7759 | 6641773.7366
| (1) Total Electricity Cost US$ |  | 2163448.4254 | 4326896.8508 | 4326896.8508 | 4326896.8508 | 4326896.8508 | 4326896.8508 | 4326896.8508 | 4326896.8508 | 4326896.8508 | 4326896.8508 | 4326896.8508 | 4326896.8508 | 4326896.8508 | 4326896.8508 | 4326896.8508 | 4326896.8508 | 4326896.8508 | 4326896.8508 | 4326896.8508 | 4326896.8508 | 2163448.4254
| Off Peak Demand Charge US$ |  | 131377.3512 | 262754.7025 | 262754.7025 | 262754.7025 | 262754.7025 | 262754.7025 | 262754.7025 | 262754.7025 | 262754.7025 | 262754.7025 | 262754.7025 | 262754.7025 | 262754.7025 | 262754.7025 | 262754.7025 | 262754.7025 | 262754.7025 | 262754.7025 | 262754.7025 | 262754.7025 | 131377.3512
| On Peak Demand Charge US$ |  | 70209.9808 | 140419.9616 | 140419.9616 | 140419.9616 | 140419.9616 | 140419.9616 | 140419.9616 | 140419.9616 | 140419.9616 | 140419.9616 | 140419.9616 | 140419.9616 | 140419.9616 | 140419.9616 | 140419.9616 | 140419.9616 | 140419.9616 | 140419.9616 | 140419.9616 | 140419.9616 | 70209.9808
| Off Peak Usage Charge US$ |  | 1737932.7504 | 3475865.5008 | 3475865.5008 | 3475865.5008 | 3475865.5008 | 3475865.5008 | 3475865.5008 | 3475865.5008 | 3475865.5008 | 3475865.5008 | 3475865.5008 | 3475865.5008 | 3475865.5008 | 3475865.5008 | 3475865.5008 | 3475865.5008 | 3475865.5008 | 3475865.5008 | 3475865.5008 | 3475865.5008 | 1737932.7504
| On Peak Usage Charge US$ |  | 223928.3429 | 447856.6859 | 447856.6859 | 447856.6859 | 447856.6859 | 447856.6859 | 447856.6859 | 447856.6859 | 447856.6859 | 447856.6859 | 447856.6859 | 447856.6859 | 447856.6859 | 447856.6859 | 447856.6859 | 447856.6859 | 447856.6859 | 447856.6859 | 447856.6859 | 447856.6859 | 223928.3429
| (2) NG Cost of Existing Boiler, US$ |  | 1313098.2464 | 2791646.8718 | 2967520.6247 | 3154474.4241 | 3353206.3128 | 3564458.3105 | 3789019.1841 | 4027727.3927 | 4281474.2184 | 4551207.0942 | 4837933.1411 | 5142722.929 | 5466714.4735 | 5811117.4854 | 6177217.8869 | 6566382.6138 | 6980064.7185 | 7419808.7957 | 7887256.7499 | 8384153.9251 | 4456177.8112
| (3) Estimated Existing Boiler Cost (Equipment & Maintenance) US$ |  | 45362.34 | 90724.68 | 90724.68 | 75587.57 | 44295 | 44295 | 44295 | 44295 | 44295 | 44295 | 44295 | 44295 | 44295 | 44295 | 44295 | 44295 | 44295 | 44295 | 44295 | 44295 | 22147.5
Energy Cost with Project $US |  |  | 3600252.5581 | 7516364.9308 | 7930573.1041 | 8287484.9029 | 8666882.145 | 9070181.4133 | 9498888.5356 | 9954604.2065 | 10439029.9648 | 10953974.5458 | 10901617.8619 | 10883746.5017 | 11502275.814 | 12159772.473 | 12858691.4214 | 13601642.2637 | 14391399.0089 | 15230910.4292 | 16123311.0689 | 17071932.9489 | 9000934.4085
| Natural gas Cost $US |  | 2506823.9249 | 5329507.6644 | 5665266.6472 | 6022178.446 | 6401575.6881 | 6804874.9564 | 7233582.0787 | 7689297.7497 | 8173723.5079 | 8688668.0889 | 9236054.1785 | 9817925.5917 | 10436454.904 | 11093951.563 | 11792870.5114 | 12535821.3536 | 13325578.0989 | 14165089.5192 | 15057490.1589 | 16006112.0389 | 8507248.5487
| Civil Cost $US |  | 20500 | 41000 | 41000 | 41000 | 41000 | 41000 | 41000 | 41000 | 41000 | 41000 | 20500 | 0 | 0 | 0 | 0 | 0 | 0 | 0 | 0 | 0 | 0
| Maintenance $US |  | 292098.5277 | 584197.0555 | 584197.0555 | 584197.0555 | 584197.0555 | 584197.0555 | 584197.0555 | 584197.0555 | 584197.0555 | 584197.0555 | 584197.0555 | 584197.0555 | 584197.0555 | 584197.0555 | 584197.0555 | 584197.0555 | 584197.0555 | 584197.0555 | 584197.0555 | 584197.0555 | 292098.5277
| Insurance $US |  | 0 | 0 | 78449.1904 | 78449.1904 | 78449.1904 | 78449.1904 | 78449.1904 | 78449.1904 | 78449.1904 | 78449.1904 | 78449.1904 | 78449.1904 | 78449.1904 | 78449.1904 | 78449.1904 | 78449.1904 | 78449.1904 | 78449.1904 | 78449.1904 | 78449.1904 | 0
| Equipment Cost $US |  | 410810.4776 | 821620.9552 | 821620.9552 | 821620.9552 | 821620.9552 | 821620.9552 | 821620.9552 | 821620.9552 | 821620.9552 | 821620.9552 | 410810.4776 | 0 | 0 | 0 | 0 | 0 | 0 | 0 | 0 | 0 | 0
| Interest $US |  | 168432.2958 | 336864.5916 | 336864.5916 | 336864.5916 | 336864.5916 | 336864.5916 | 336864.5916 | 336864.5916 | 336864.5916 | 336864.5916 | 168432.2958 | 0 | 0 | 0 | 0 | 0 | 0 | 0 | 0 | 0 | 0
| Electricity Back Up Charge $US |  | 201587.3321 | 403174.6641 | 403174.6641 | 403174.6641 | 403174.6641 | 403174.6641 | 403174.6641 | 403174.6641 | 403174.6641 | 403174.6641 | 403174.6641 | 403174.6641 | 403174.6641 | 403174.6641 | 403174.6641 | 403174.6641 | 403174.6641 | 403174.6641 | 403174.6641 | 403174.6641 | 201587.3321
Project Profit before Corpration Tax $US |  |  | -78343.5464 | -307096.5282 | -545430.9486 | -730526.058 | -942483.9814 | -1134531.252 | -1338677.5007 | -1555684.9631 | -1786363.8956 | -2031575.6008 | -1692492.87 | -1369831.722 | -1664369.4897 | -1977463.1368 | -2310281.6837 | -2664067.7991 | -3040142.4397 | -3439909.7826 | -3864862.4682 | -4316587.173 | -2359160.6719
Project Profit after Corpration Tax $US |  |  | -78343.5464 | -307096.5282 | -545430.9486 | -730526.058 | -942483.9814 | -1134531.252 | -1338677.5007 | -1555684.9631 | -1786363.8956 | -2031575.6008 | -1692492.87 | -1369831.722 | -1664369.4897 | -1977463.1368 | -2310281.6837 | -2664067.7991 | -3040142.4397 | -3439909.7826 | -3864862.4682 | -4316587.173 | -2359160.6719
|  | Initial | Profit (1st. year) | Profit (2nd. year) | Profit (3rd. year) | Profit (4th. year) | Profit (5th. year) | Profit (6th. year) | Profit (7th. year) | Profit (8th. year) | Profit (9th. year) | Profit (10th. year) | Profit (11th. year) | Profit (12th. year) | Profit (13th. year) | Profit (14th. year) | Profit (15th. year) | Profit (16th. year) | Profit (17th. year) | Profit (18th. year) | Profit (19th. year) | Profit (20th. year)
|  | -8216209.5523 | 926593.7364 | 732221.8085 | 520507.0436 | 321980.5272 | 119977.9302 | -78118.8295 | -288695.685 | -512538.8825 | -750484.2013 | -993170.0753 | -1241540.9093 | -1517100.6058 | -1820916.3133 | -2143872.4103 | -2487174.7414 | -2852105.1194 | -3240026.1112 | -3652386.1254 | -4090724.8206 | -4517454.2583
| 20 years IRR | #N/A | 2009: out of the range of excel function 'IRR'.
| NPV | -14061797.2072 | 2009: (8% discout rate is assumed)
Case :
Estimated Hike of Electricity Tariff in 2010 |  | 10%
Estimated Escalation of Natural Gas Price |  | 6.3%
(US$)
|  |  | 2009 | 2010 | 2011 | 2012 | 2013 | 2014 | 2015 | 2016 | 2017 | 2018 | 2019 | 2020 | 2021 | 2022 | 2023 | 2024 | 2025 | 2026 | 2027 | 2028 | 2029
Natural Gas Unit Price, US$/MMBTU, HHV |  |  | 6.3238 | 6.7222 | 7.1457 | 7.5958 | 8.0744 | 8.5831 | 9.1238 | 9.6986 | 10.3096 | 10.9591 | 11.6495 | 12.3835 | 13.1636 | 13.9929 | 14.8745 | 15.8116 | 16.8077 | 17.8666 | 18.9922 | 20.1887 | 21.4606
Total Power Generation kWh |  |  | 28000000 | 56000000 | 56000000 | 56000000 | 56000000 | 56000000 | 56000000 | 56000000 | 56000000 | 56000000 | 56000000 | 56000000 | 56000000 | 56000000 | 56000000 | 56000000 | 56000000 | 56000000 | 56000000 | 56000000 | 28000000
Steam Generation, kg |  |  | 74430000 | 148860000 | 148860000 | 148860000 | 148860000 | 148860000 | 148860000 | 148860000 | 148860000 | 148860000 | 148860000 | 148860000 | 148860000 | 148860000 | 148860000 | 148860000 | 148860000 | 148860000 | 148860000 | 148860000 | 74430000
Energy Cost without Project $US (1)+(2)+(3) |  |  | 3521909.0118 | 7641958.0877 | 7817831.8406 | 7989648.53 | 8157087.8487 | 8368339.8464 | 8592900.7199 | 8831608.9285 | 9085355.7543 | 9355088.63 | 9641814.677 | 9946604.4649 | 10270596.0094 | 10614999.0212 | 10981099.4228 | 11370264.1497 | 11783946.2543 | 12223690.3316 | 12691138.2857 | 13188035.461 | 6858118.5791
| (1) Total Electricity Cost US$ |  | 2163448.4254 | 4759586.5359 | 4759586.5359 | 4759586.5359 | 4759586.5359 | 4759586.5359 | 4759586.5359 | 4759586.5359 | 4759586.5359 | 4759586.5359 | 4759586.5359 | 4759586.5359 | 4759586.5359 | 4759586.5359 | 4759586.5359 | 4759586.5359 | 4759586.5359 | 4759586.5359 | 4759586.5359 | 4759586.5359 | 2379793.2679
| Off Peak Demand Charge US$ |  | 131377.3512 | 289030.1727 | 289030.1727 | 289030.1727 | 289030.1727 | 289030.1727 | 289030.1727 | 289030.1727 | 289030.1727 | 289030.1727 | 289030.1727 | 289030.1727 | 289030.1727 | 289030.1727 | 289030.1727 | 289030.1727 | 289030.1727 | 289030.1727 | 289030.1727 | 289030.1727 | 144515.0864
| On Peak Demand Charge US$ |  | 70209.9808 | 154461.9578 | 154461.9578 | 154461.9578 | 154461.9578 | 154461.9578 | 154461.9578 | 154461.9578 | 154461.9578 | 154461.9578 | 154461.9578 | 154461.9578 | 154461.9578 | 154461.9578 | 154461.9578 | 154461.9578 | 154461.9578 | 154461.9578 | 154461.9578 | 154461.9578 | 77230.9789
| Off Peak Usage Charge US$ |  | 1737932.7504 | 3823452.0509 | 3823452.0509 | 3823452.0509 | 3823452.0509 | 3823452.0509 | 3823452.0509 | 3823452.0509 | 3823452.0509 | 3823452.0509 | 3823452.0509 | 3823452.0509 | 3823452.0509 | 3823452.0509 | 3823452.0509 | 3823452.0509 | 3823452.0509 | 3823452.0509 | 3823452.0509 | 3823452.0509 | 1911726.0254
| On Peak Usage Charge US$ |  | 223928.3429 | 492642.3544 | 492642.3544 | 492642.3544 | 492642.3544 | 492642.3544 | 492642.3544 | 492642.3544 | 492642.3544 | 492642.3544 | 492642.3544 | 492642.3544 | 492642.3544 | 492642.3544 | 492642.3544 | 492642.3544 | 492642.3544 | 492642.3544 | 492642.3544 | 492642.3544 | 246321.1772
| (2) NG Cost of Existing Boiler, US$ |  | 1313098.2464 | 2791646.8718 | 2967520.6247 | 3154474.4241 | 3353206.3128 | 3564458.3105 | 3789019.1841 | 4027727.3927 | 4281474.2184 | 4551207.0942 | 4837933.1411 | 5142722.929 | 5466714.4735 | 5811117.4854 | 6177217.8869 | 6566382.6138 | 6980064.7185 | 7419808.7957 | 7887256.7499 | 8384153.9251 | 4456177.8112
| (3) Estimated Existing Boiler Cost (Equipment & Maintenance) US$ |  | 45362.34 | 90724.68 | 90724.68 | 75587.57 | 44295 | 44295 | 44295 | 44295 | 44295 | 44295 | 44295 | 44295 | 44295 | 44295 | 44295 | 44295 | 44295 | 44295 | 44295 | 44295 | 22147.5
Energy Cost with Project $US |  |  | 3600252.5581 | 7556682.3972 | 7970890.5705 | 8327802.3693 | 8707199.6114 | 9110498.8797 | 9539206.002 | 9994921.673 | 10479347.4312 | 10994292.0122 | 10941935.3283 | 10924063.9682 | 11542593.2804 | 12200089.9394 | 12899008.8878 | 13641959.7301 | 14431716.4753 | 15271227.8956 | 16163628.5353 | 17112250.4153 | 9021093.1417
| Natural gas Cost $US |  | 2506823.9249 | 5329507.6644 | 5665266.6472 | 6022178.446 | 6401575.6881 | 6804874.9564 | 7233582.0787 | 7689297.7497 | 8173723.5079 | 8688668.0889 | 9236054.1785 | 9817925.5917 | 10436454.904 | 11093951.563 | 11792870.5114 | 12535821.3536 | 13325578.0989 | 14165089.5192 | 15057490.1589 | 16006112.0389 | 8507248.5487
| Civil Cost $US |  | 20500 | 41000 | 41000 | 41000 | 41000 | 41000 | 41000 | 41000 | 41000 | 41000 | 20500 | 0 | 0 | 0 | 0 | 0 | 0 | 0 | 0 | 0 | 0
| Maintenance $US |  | 292098.5277 | 584197.0555 | 584197.0555 | 584197.0555 | 584197.0555 | 584197.0555 | 584197.0555 | 584197.0555 | 584197.0555 | 584197.0555 | 584197.0555 | 584197.0555 | 584197.0555 | 584197.0555 | 584197.0555 | 584197.0555 | 584197.0555 | 584197.0555 | 584197.0555 | 584197.0555 | 292098.5277
| Insurance $US |  | 0 | 0 | 78449.1904 | 78449.1904 | 78449.1904 | 78449.1904 | 78449.1904 | 78449.1904 | 78449.1904 | 78449.1904 | 78449.1904 | 78449.1904 | 78449.1904 | 78449.1904 | 78449.1904 | 78449.1904 | 78449.1904 | 78449.1904 | 78449.1904 | 78449.1904 | 0
| Equipment Cost $US |  | 410810.4776 | 821620.9552 | 821620.9552 | 821620.9552 | 821620.9552 | 821620.9552 | 821620.9552 | 821620.9552 | 821620.9552 | 821620.9552 | 410810.4776 | 0 | 0 | 0 | 0 | 0 | 0 | 0 | 0 | 0 | 0
| Interest $US |  | 168432.2958 | 336864.5916 | 336864.5916 | 336864.5916 | 336864.5916 | 336864.5916 | 336864.5916 | 336864.5916 | 336864.5916 | 336864.5916 | 168432.2958 | 0 | 0 | 0 | 0 | 0 | 0 | 0 | 0 | 0 | 0
| Electricity Back Up Charge $US |  | 201587.3321 | 443492.1305 | 443492.1305 | 443492.1305 | 443492.1305 | 443492.1305 | 443492.1305 | 443492.1305 | 443492.1305 | 443492.1305 | 443492.1305 | 443492.1305 | 443492.1305 | 443492.1305 | 443492.1305 | 443492.1305 | 443492.1305 | 443492.1305 | 443492.1305 | 443492.1305 | 221746.0653
Project Profit before Corpration Tax $US |  |  | -78343.5464 | 85275.6904 | -153058.7299 | -338153.8393 | -550111.7627 | -742159.0334 | -946305.2821 | -1163312.7444 | -1393991.6769 | -1639203.3821 | -1300120.6514 | -977459.5033 | -1271997.271 | -1585090.9182 | -1917909.465 | -2271695.5804 | -2647770.221 | -3047537.564 | -3472490.2495 | -3924214.9543 | -2162974.5625
Project Profit after Corpration Tax $US |  |  | -78343.5464 | 59692.9833 | -153058.7299 | -338153.8393 | -550111.7627 | -742159.0334 | -946305.2821 | -1163312.7444 | -1393991.6769 | -1639203.3821 | -1300120.6514 | -977459.5033 | -1271997.271 | -1585090.9182 | -1917909.465 | -2271695.5804 | -2647770.221 | -3047537.564 | -3472490.2495 | -3924214.9543 | -2162974.5625
|  | Initial | Profit (1st. year) | Profit (2nd. year) | Profit (3rd. year) | Profit (4th. year) | Profit (5th. year) | Profit (6th. year) | Profit (7th. year) | Profit (8th. year) | Profit (9th. year) | Profit (10th. year) | Profit (11th. year) | Profit (12th. year) | Profit (13th. year) | Profit (14th. year) | Profit (15th. year) | Profit (16th. year) | Profit (17th. year) | Profit (18th. year) | Profit (19th. year) | Profit (20th. year)
|  | -8216209.5523 | 1109988.4922 | 1111802.6736 | 912879.2622 | 714352.7458 | 512350.1488 | 314253.3892 | 103676.5336 | -120166.6638 | -358111.9827 | -600797.8566 | -849168.6906 | -1124728.3872 | -1428544.0946 | -1751500.1916 | -2094802.5227 | -2459732.9007 | -2847653.8925 | -3260013.9068 | -3698352.6019 | -4125082.0397
| 20 years IRR | #N/A | 2009: out of the range of excel function 'IRR'.
| NPV | -10684108.2196 | 2009: (8% discout rate is assumed)
Case :
Estimated Hike of Electricity Tariff in 2010 |  | 15%
Estimated Escalation of Natural Gas Price |  | 6.3%
(US$)
|  |  | 2009 | 2010 | 2011 | 2012 | 2013 | 2014 | 2015 | 2016 | 2017 | 2018 | 2019 | 2020 | 2021 | 2022 | 2023 | 2024 | 2025 | 2026 | 2027 | 2028 | 2029
Natural Gas Unit Price, US$/MMBTU, HHV |  |  | 6.3238 | 6.7222 | 7.1457 | 7.5958 | 8.0744 | 8.5831 | 9.1238 | 9.6986 | 10.3096 | 10.9591 | 11.6495 | 12.3835 | 13.1636 | 13.9929 | 14.8745 | 15.8116 | 16.8077 | 17.8666 | 18.9922 | 20.1887 | 21.4606
Total Power Generation kWh |  |  | 28000000 | 56000000 | 56000000 | 56000000 | 56000000 | 56000000 | 56000000 | 56000000 | 56000000 | 56000000 | 56000000 | 56000000 | 56000000 | 56000000 | 56000000 | 56000000 | 56000000 | 56000000 | 56000000 | 56000000 | 28000000
Steam Generation, kg |  |  | 74430000 | 148860000 | 148860000 | 148860000 | 148860000 | 148860000 | 148860000 | 148860000 | 148860000 | 148860000 | 148860000 | 148860000 | 148860000 | 148860000 | 148860000 | 148860000 | 148860000 | 148860000 | 148860000 | 148860000 | 74430000
Energy Cost without Project $US (1)+(2)+(3) |  |  | 3521909.0118 | 7858302.9302 | 8034176.6831 | 8205993.3725 | 8373432.6912 | 8584684.6889 | 8809245.5625 | 9047953.7711 | 9301700.5968 | 9571433.4726 | 9858159.5195 | 10162949.3074 | 10486940.8519 | 10831343.8638 | 11197444.2653 | 11586608.9922 | 12000291.0969 | 12440035.1742 | 12907483.1283 | 13404380.3035 | 6966291.0004
| (1) Total Electricity Cost US$ |  | 2163448.4254 | 4975931.3784 | 4975931.3784 | 4975931.3784 | 4975931.3784 | 4975931.3784 | 4975931.3784 | 4975931.3784 | 4975931.3784 | 4975931.3784 | 4975931.3784 | 4975931.3784 | 4975931.3784 | 4975931.3784 | 4975931.3784 | 4975931.3784 | 4975931.3784 | 4975931.3784 | 4975931.3784 | 4975931.3784 | 2487965.6892
| Off Peak Demand Charge US$ |  | 131377.3512 | 302167.9079 | 302167.9079 | 302167.9079 | 302167.9079 | 302167.9079 | 302167.9079 | 302167.9079 | 302167.9079 | 302167.9079 | 302167.9079 | 302167.9079 | 302167.9079 | 302167.9079 | 302167.9079 | 302167.9079 | 302167.9079 | 302167.9079 | 302167.9079 | 302167.9079 | 151083.9539
| On Peak Demand Charge US$ |  | 70209.9808 | 161482.9559 | 161482.9559 | 161482.9559 | 161482.9559 | 161482.9559 | 161482.9559 | 161482.9559 | 161482.9559 | 161482.9559 | 161482.9559 | 161482.9559 | 161482.9559 | 161482.9559 | 161482.9559 | 161482.9559 | 161482.9559 | 161482.9559 | 161482.9559 | 161482.9559 | 80741.4779
| Off Peak Usage Charge US$ |  | 1737932.7504 | 3997245.3259 | 3997245.3259 | 3997245.3259 | 3997245.3259 | 3997245.3259 | 3997245.3259 | 3997245.3259 | 3997245.3259 | 3997245.3259 | 3997245.3259 | 3997245.3259 | 3997245.3259 | 3997245.3259 | 3997245.3259 | 3997245.3259 | 3997245.3259 | 3997245.3259 | 3997245.3259 | 3997245.3259 | 1998622.663
| On Peak Usage Charge US$ |  | 223928.3429 | 515035.1887 | 515035.1887 | 515035.1887 | 515035.1887 | 515035.1887 | 515035.1887 | 515035.1887 | 515035.1887 | 515035.1887 | 515035.1887 | 515035.1887 | 515035.1887 | 515035.1887 | 515035.1887 | 515035.1887 | 515035.1887 | 515035.1887 | 515035.1887 | 515035.1887 | 257517.5944
| (2) NG Cost of Existing Boiler, US$ |  | 1313098.2464 | 2791646.8718 | 2967520.6247 | 3154474.4241 | 3353206.3128 | 3564458.3105 | 3789019.1841 | 4027727.3927 | 4281474.2184 | 4551207.0942 | 4837933.1411 | 5142722.929 | 5466714.4735 | 5811117.4854 | 6177217.8869 | 6566382.6138 | 6980064.7185 | 7419808.7957 | 7887256.7499 | 8384153.9251 | 4456177.8112
| (3) Estimated Existing Boiler Cost (Equipment & Maintenance) US$ |  | 45362.34 | 90724.68 | 90724.68 | 75587.57 | 44295 | 44295 | 44295 | 44295 | 44295 | 44295 | 44295 | 44295 | 44295 | 44295 | 44295 | 44295 | 44295 | 44295 | 44295 | 44295 | 22147.5
Energy Cost with Project $US |  |  | 3600252.5581 | 7576841.1304 | 7991049.3037 | 8347961.1025 | 8727358.3446 | 9130657.6129 | 9559364.7352 | 10015080.4062 | 10499506.1644 | 11014450.7454 | 10962094.0615 | 10944222.7014 | 11562752.0136 | 12220248.6726 | 12919167.6211 | 13662118.4633 | 14451875.2086 | 15291386.6288 | 16183787.2685 | 17132409.1485 | 9031172.5083
| Natural gas Cost $US |  | 2506823.9249 | 5329507.6644 | 5665266.6472 | 6022178.446 | 6401575.6881 | 6804874.9564 | 7233582.0787 | 7689297.7497 | 8173723.5079 | 8688668.0889 | 9236054.1785 | 9817925.5917 | 10436454.904 | 11093951.563 | 11792870.5114 | 12535821.3536 | 13325578.0989 | 14165089.5192 | 15057490.1589 | 16006112.0389 | 8507248.5487
| Civil Cost $US |  | 20500 | 41000 | 41000 | 41000 | 41000 | 41000 | 41000 | 41000 | 41000 | 41000 | 20500 | 0 | 0 | 0 | 0 | 0 | 0 | 0 | 0 | 0 | 0
| Maintenance $US |  | 292098.5277 | 584197.0555 | 584197.0555 | 584197.0555 | 584197.0555 | 584197.0555 | 584197.0555 | 584197.0555 | 584197.0555 | 584197.0555 | 584197.0555 | 584197.0555 | 584197.0555 | 584197.0555 | 584197.0555 | 584197.0555 | 584197.0555 | 584197.0555 | 584197.0555 | 584197.0555 | 292098.5277
| Insurance $US |  | 0 | 0 | 78449.1904 | 78449.1904 | 78449.1904 | 78449.1904 | 78449.1904 | 78449.1904 | 78449.1904 | 78449.1904 | 78449.1904 | 78449.1904 | 78449.1904 | 78449.1904 | 78449.1904 | 78449.1904 | 78449.1904 | 78449.1904 | 78449.1904 | 78449.1904 | 0
| Equipment Cost $US |  | 410810.4776 | 821620.9552 | 821620.9552 | 821620.9552 | 821620.9552 | 821620.9552 | 821620.9552 | 821620.9552 | 821620.9552 | 821620.9552 | 410810.4776 | 0 | 0 | 0 | 0 | 0 | 0 | 0 | 0 | 0 | 0
| Interest $US |  | 168432.2958 | 336864.5916 | 336864.5916 | 336864.5916 | 336864.5916 | 336864.5916 | 336864.5916 | 336864.5916 | 336864.5916 | 336864.5916 | 168432.2958 | 0 | 0 | 0 | 0 | 0 | 0 | 0 | 0 | 0 | 0
| Electricity Back Up Charge $US |  | 201587.3321 | 463650.8637 | 463650.8637 | 463650.8637 | 463650.8637 | 463650.8637 | 463650.8637 | 463650.8637 | 463650.8637 | 463650.8637 | 463650.8637 | 463650.8637 | 463650.8637 | 463650.8637 | 463650.8637 | 463650.8637 | 463650.8637 | 463650.8637 | 463650.8637 | 463650.8637 | 231825.4319
Project Profit before Corpration Tax $US |  |  | -78343.5464 | 281461.7998 | 43127.3794 | -141967.73 | -353925.6534 | -545972.924 | -750119.1727 | -967126.6351 | -1197805.5676 | -1443017.2728 | -1103934.542 | -781273.394 | -1075811.1617 | -1388904.8088 | -1721723.3557 | -2075509.4711 | -2451584.1117 | -2851351.4546 | -3276304.1402 | -3728028.845 | -2064881.5079
Project Profit after Corpration Tax $US |  |  | -78343.5464 | 197023.2598 | 30189.1656 | -141967.73 | -353925.6534 | -545972.924 | -750119.1727 | -967126.6351 | -1197805.5676 | -1443017.2728 | -1103934.542 | -781273.394 | -1075811.1617 | -1388904.8088 | -1721723.3557 | -2075509.4711 | -2451584.1117 | -2851351.4546 | -3276304.1402 | -3728028.845 | -2064881.5079
|  | Initial | Profit (1st. year) | Profit (2nd. year) | Profit (3rd. year) | Profit (4th. year) | Profit (5th. year) | Profit (6th. year) | Profit (7th. year) | Profit (8th. year) | Profit (9th. year) | Profit (10th. year) | Profit (11th. year) | Profit (12th. year) | Profit (13th. year) | Profit (14th. year) | Profit (15th. year) | Profit (16th. year) | Profit (17th. year) | Profit (18th. year) | Profit (19th. year) | Profit (20th. year)
|  | -8216209.5523 | 1178653.6304 | 1272091.7596 | 1102596.2647 | 910538.8552 | 708536.2582 | 510439.4985 | 299862.643 | 76019.4455 | -161925.8733 | -404611.7473 | -652982.5813 | -928542.2778 | -1232357.9853 | -1555314.0823 | -1898616.4134 | -2263546.7914 | -2651467.7832 | -3063827.7974 | -3502166.4926 | -3928895.9303
| 20 years IRR | #N/A | 2009: out of the range of excel function 'IRR'.
| NPV | -9043184.2656 | 2009: (8% discout rate is assumed)
Case :
Estimated Hike of Electricity Tariff in 2010 |  | 0%
Estimated Escalation of Natural Gas Price |  | 10%
(US$)
|  |  | 2009 | 2010 | 2011 | 2012 | 2013 | 2014 | 2015 | 2016 | 2017 | 2018 | 2019 | 2020 | 2021 | 2022 | 2023 | 2024 | 2025 | 2026 | 2027 | 2028 | 2029
Natural Gas Unit Price, US$/MMBTU, HHV |  |  | 6.7717 | 7.4488 | 8.1937 | 9.0131 | 9.9144 | 10.9058 | 11.9964 | 13.196 | 14.5156 | 15.9672 | 17.5639 | 19.3203 | 21.2524 | 23.3776 | 25.7154 | 28.2869 | 31.1156 | 34.2271 | 37.6499 | 41.4148 | 45.5563
Total Power Generation kWh |  |  | 28000000 | 56000000 | 56000000 | 56000000 | 56000000 | 56000000 | 56000000 | 56000000 | 56000000 | 56000000 | 56000000 | 56000000 | 56000000 | 56000000 | 56000000 | 56000000 | 56000000 | 56000000 | 56000000 | 56000000 | 28000000
Steam Generation, kg |  |  | 74430000 | 148860000 | 148860000 | 148860000 | 148860000 | 148860000 | 148860000 | 148860000 | 148860000 | 148860000 | 148860000 | 148860000 | 148860000 | 148860000 | 148860000 | 148860000 | 148860000 | 148860000 | 148860000 | 148860000 | 74430000
Energy Cost without Project $US (1)+(2)+(3) |  |  | 3614910.2939 | 7511040.4935 | 7820382.3898 | 8145521.3657 | 8488532.4901 | 8900266.5541 | 9353174.0244 | 9851372.2418 | 10399390.2809 | 11002210.1239 | 11665311.9512 | 12394723.9612 | 13197077.1723 | 14079665.7044 | 15050513.0898 | 16118445.2137 | 17293170.55 | 18585368.4199 | 20006786.0768 | 21570345.4994 | 11645130.4321
| (1) Total Electricity Cost US$ |  | 2163448.4254 | 4326896.8508 | 4326896.8508 | 4326896.8508 | 4326896.8508 | 4326896.8508 | 4326896.8508 | 4326896.8508 | 4326896.8508 | 4326896.8508 | 4326896.8508 | 4326896.8508 | 4326896.8508 | 4326896.8508 | 4326896.8508 | 4326896.8508 | 4326896.8508 | 4326896.8508 | 4326896.8508 | 4326896.8508 | 2163448.4254
| Off Peak Demand Charge US$ |  | 131377.3512 | 262754.7025 | 262754.7025 | 262754.7025 | 262754.7025 | 262754.7025 | 262754.7025 | 262754.7025 | 262754.7025 | 262754.7025 | 262754.7025 | 262754.7025 | 262754.7025 | 262754.7025 | 262754.7025 | 262754.7025 | 262754.7025 | 262754.7025 | 262754.7025 | 262754.7025 | 131377.3512
| On Peak Demand Charge US$ |  | 70209.9808 | 140419.9616 | 140419.9616 | 140419.9616 | 140419.9616 | 140419.9616 | 140419.9616 | 140419.9616 | 140419.9616 | 140419.9616 | 140419.9616 | 140419.9616 | 140419.9616 | 140419.9616 | 140419.9616 | 140419.9616 | 140419.9616 | 140419.9616 | 140419.9616 | 140419.9616 | 70209.9808
| Off Peak Usage Charge US$ |  | 1737932.7504 | 3475865.5008 | 3475865.5008 | 3475865.5008 | 3475865.5008 | 3475865.5008 | 3475865.5008 | 3475865.5008 | 3475865.5008 | 3475865.5008 | 3475865.5008 | 3475865.5008 | 3475865.5008 | 3475865.5008 | 3475865.5008 | 3475865.5008 | 3475865.5008 | 3475865.5008 | 3475865.5008 | 3475865.5008 | 1737932.7504
| On Peak Usage Charge US$ |  | 223928.3429 | 447856.6859 | 447856.6859 | 447856.6859 | 447856.6859 | 447856.6859 | 447856.6859 | 447856.6859 | 447856.6859 | 447856.6859 | 447856.6859 | 447856.6859 | 447856.6859 | 447856.6859 | 447856.6859 | 447856.6859 | 447856.6859 | 447856.6859 | 447856.6859 | 447856.6859 | 223928.3429
| (2) NG Cost of Existing Boiler, US$ |  | 1406099.5285 | 3093418.9627 | 3402760.859 | 3743036.9449 | 4117340.6394 | 4529074.7033 | 4981982.1736 | 5480180.391 | 6028198.4301 | 6631018.2731 | 7294120.1004 | 8023532.1105 | 8825885.3215 | 9708473.8536 | 10679321.239 | 11747253.3629 | 12921978.6992 | 14214176.5691 | 15635594.226 | 17199153.6486 | 9459534.5068
| (3) Estimated Existing Boiler Cost (Equipment & Maintenance) US$ |  | 45362.34 | 90724.68 | 90724.68 | 75587.57 | 44295 | 44295 | 44295 | 44295 | 44295 | 44295 | 44295 | 44295 | 44295 | 44295 | 44295 | 44295 | 44295 | 44295 | 44295 | 44295 | 22147.5
Energy Cost with Project $US |  |  | 3777800.4604 | 8092475.2862 | 8761486.2786 | 9411104.2607 | 10125684.0411 | 10911721.7995 | 11776363.3338 | 12727469.0215 | 13773685.278 | 14924523.1601 | 15590702.057 | 16383473.1209 | 17915238.342 | 19600180.0852 | 21453616.0027 | 23492395.5119 | 25735052.9721 | 28201976.1783 | 30915591.7052 | 33900568.7847 | 18552797.1909
| Natural gas Cost $US |  | 2684371.8271 | 5905618.0197 | 6496179.8217 | 7145797.8039 | 7860377.5842 | 8646415.3427 | 9511056.8769 | 10462162.5646 | 11508378.8211 | 12659216.7032 | 13925138.3735 | 15317652.2109 | 16849417.432 | 18534359.1751 | 20387795.0927 | 22426574.6019 | 24669232.0621 | 27136155.2683 | 29849770.7952 | 32834747.8747 | 18059111.3311
| Civil Cost $US |  | 20500 | 41000 | 41000 | 41000 | 41000 | 41000 | 41000 | 41000 | 41000 | 41000 | 20500 | 0 | 0 | 0 | 0 | 0 | 0 | 0 | 0 | 0 | 0
| Maintenance $US |  | 292098.5277 | 584197.0555 | 584197.0555 | 584197.0555 | 584197.0555 | 584197.0555 | 584197.0555 | 584197.0555 | 584197.0555 | 584197.0555 | 584197.0555 | 584197.0555 | 584197.0555 | 584197.0555 | 584197.0555 | 584197.0555 | 584197.0555 | 584197.0555 | 584197.0555 | 584197.0555 | 292098.5277
| Insurance $US |  | 0 | 0 | 78449.1904 | 78449.1904 | 78449.1904 | 78449.1904 | 78449.1904 | 78449.1904 | 78449.1904 | 78449.1904 | 78449.1904 | 78449.1904 | 78449.1904 | 78449.1904 | 78449.1904 | 78449.1904 | 78449.1904 | 78449.1904 | 78449.1904 | 78449.1904 | 0
| Equipment Cost $US |  | 410810.4776 | 821620.9552 | 821620.9552 | 821620.9552 | 821620.9552 | 821620.9552 | 821620.9552 | 821620.9552 | 821620.9552 | 821620.9552 | 410810.4776 | 0 | 0 | 0 | 0 | 0 | 0 | 0 | 0 | 0 | 0
| Interest $US |  | 168432.2958 | 336864.5916 | 336864.5916 | 336864.5916 | 336864.5916 | 336864.5916 | 336864.5916 | 336864.5916 | 336864.5916 | 336864.5916 | 168432.2958 | 0 | 0 | 0 | 0 | 0 | 0 | 0 | 0 | 0 | 0
| Electricity Back Up Charge $US |  | 201587.3321 | 403174.6641 | 403174.6641 | 403174.6641 | 403174.6641 | 403174.6641 | 403174.6641 | 403174.6641 | 403174.6641 | 403174.6641 | 403174.6641 | 403174.6641 | 403174.6641 | 403174.6641 | 403174.6641 | 403174.6641 | 403174.6641 | 403174.6641 | 403174.6641 | 403174.6641 | 201587.3321
Project Profit before Corpration Tax $US |  |  | -162890.1665 | -581434.7927 | -941103.8888 | -1265582.8951 | -1637151.551 | -2011455.2455 | -2423189.3094 | -2876096.7797 | -3374294.9971 | -3922313.0362 | -3925390.1058 | -3988749.1596 | -4718161.1697 | -5520514.3807 | -6403102.9129 | -7373950.2982 | -8441882.4221 | -9616607.7584 | -10908805.6284 | -12330223.2853 | -6907666.7587
Project Profit after Corpration Tax $US |  |  | -162890.1665 | -581434.7927 | -941103.8888 | -1265582.8951 | -1637151.551 | -2011455.2455 | -2423189.3094 | -2876096.7797 | -3374294.9971 | -3922313.0362 | -3925390.1058 | -3988749.1596 | -4718161.1697 | -5520514.3807 | -6403102.9129 | -7373950.2982 | -8441882.4221 | -9616607.7584 | -10908805.6284 | -12330223.2853 | -6907666.7587
|  | Initial | Profit (1st. year) | Profit (2nd. year) | Profit (3rd. year) | Profit (4th. year) | Profit (5th. year) | Profit (6th. year) | Profit (7th. year) | Profit (8th. year) | Profit (9th. year) | Profit (10th. year) | Profit (11th. year) | Profit (12th. year) | Profit (13th. year) | Profit (14th. year) | Profit (15th. year) | Profit (16th. year) | Profit (17th. year) | Profit (18th. year) | Profit (19th. year) | Profit (20th. year)
|  | -8216209.5523 | 704877.9841 | 397216.2061 | 55142.1549 | -292881.6762 | -665817.8514 | -1058836.7306 | -1491157.4977 | -1966710.3415 | -2489818.4698 | -3054987.4108 | -3667448.246 | -4353455.1647 | -5119337.7752 | -5961808.6468 | -6888526.6056 | -7907916.3602 | -9029245.0903 | -10262706.6934 | -11619514.4568 | -13072778.4014
| 20 years IRR | #N/A | 2009: out of the range of excel function 'IRR'.
| NPV | -32692065.0919 | 2009: (8% discout rate is assumed)
Case :
Estimated Hike of Electricity Tariff in 2010 |  | 10%
Estimated Escalation of Natural Gas Price |  | 10%
(US$)
|  |  | 2009 | 2010 | 2011 | 2012 | 2013 | 2014 | 2015 | 2016 | 2017 | 2018 | 2019 | 2020 | 2021 | 2022 | 2023 | 2024 | 2025 | 2026 | 2027 | 2028 | 2029
Natural Gas Unit Price, US$/MMBTU, HHV |  |  | 6.7717 | 7.4488 | 8.1937 | 9.0131 | 9.9144 | 10.9058 | 11.9964 | 13.196 | 14.5156 | 15.9672 | 17.5639 | 19.3203 | 21.2524 | 23.3776 | 25.7154 | 28.2869 | 31.1156 | 34.2271 | 37.6499 | 41.4148 | 45.5563
Total Power Generation kWh |  |  | 28000000 | 56000000 | 56000000 | 56000000 | 56000000 | 56000000 | 56000000 | 56000000 | 56000000 | 56000000 | 56000000 | 56000000 | 56000000 | 56000000 | 56000000 | 56000000 | 56000000 | 56000000 | 56000000 | 56000000 | 28000000
Steam Generation, kg |  |  | 74430000 | 148860000 | 148860000 | 148860000 | 148860000 | 148860000 | 148860000 | 148860000 | 148860000 | 148860000 | 148860000 | 148860000 | 148860000 | 148860000 | 148860000 | 148860000 | 148860000 | 148860000 | 148860000 | 148860000 | 74430000
Energy Cost without Project $US (1)+(2)+(3) |  |  | 3614910.2939 | 7943730.1786 | 8253072.0748 | 8578211.0507 | 8921222.1752 | 9332956.2392 | 9785863.7095 | 10284061.9269 | 10832079.966 | 11434899.809 | 12098001.6363 | 12827413.6463 | 13629766.8574 | 14512355.3895 | 15483202.7749 | 16551134.8988 | 17725860.2351 | 19018058.105 | 20439475.7619 | 22003035.1845 | 11861475.2747
| (1) Total Electricity Cost US$ |  | 2163448.4254 | 4759586.5359 | 4759586.5359 | 4759586.5359 | 4759586.5359 | 4759586.5359 | 4759586.5359 | 4759586.5359 | 4759586.5359 | 4759586.5359 | 4759586.5359 | 4759586.5359 | 4759586.5359 | 4759586.5359 | 4759586.5359 | 4759586.5359 | 4759586.5359 | 4759586.5359 | 4759586.5359 | 4759586.5359 | 2379793.2679
| Off Peak Demand Charge US$ |  | 131377.3512 | 289030.1727 | 289030.1727 | 289030.1727 | 289030.1727 | 289030.1727 | 289030.1727 | 289030.1727 | 289030.1727 | 289030.1727 | 289030.1727 | 289030.1727 | 289030.1727 | 289030.1727 | 289030.1727 | 289030.1727 | 289030.1727 | 289030.1727 | 289030.1727 | 289030.1727 | 144515.0864
| On Peak Demand Charge US$ |  | 70209.9808 | 154461.9578 | 154461.9578 | 154461.9578 | 154461.9578 | 154461.9578 | 154461.9578 | 154461.9578 | 154461.9578 | 154461.9578 | 154461.9578 | 154461.9578 | 154461.9578 | 154461.9578 | 154461.9578 | 154461.9578 | 154461.9578 | 154461.9578 | 154461.9578 | 154461.9578 | 77230.9789
| Off Peak Usage Charge US$ |  | 1737932.7504 | 3823452.0509 | 3823452.0509 | 3823452.0509 | 3823452.0509 | 3823452.0509 | 3823452.0509 | 3823452.0509 | 3823452.0509 | 3823452.0509 | 3823452.0509 | 3823452.0509 | 3823452.0509 | 3823452.0509 | 3823452.0509 | 3823452.0509 | 3823452.0509 | 3823452.0509 | 3823452.0509 | 3823452.0509 | 1911726.0254
| On Peak Usage Charge US$ |  | 223928.3429 | 492642.3544 | 492642.3544 | 492642.3544 | 492642.3544 | 492642.3544 | 492642.3544 | 492642.3544 | 492642.3544 | 492642.3544 | 492642.3544 | 492642.3544 | 492642.3544 | 492642.3544 | 492642.3544 | 492642.3544 | 492642.3544 | 492642.3544 | 492642.3544 | 492642.3544 | 246321.1772
| (2) NG Cost of Existing Boiler, US$ |  | 1406099.5285 | 3093418.9627 | 3402760.859 | 3743036.9449 | 4117340.6394 | 4529074.7033 | 4981982.1736 | 5480180.391 | 6028198.4301 | 6631018.2731 | 7294120.1004 | 8023532.1105 | 8825885.3215 | 9708473.8536 | 10679321.239 | 11747253.3629 | 12921978.6992 | 14214176.5691 | 15635594.226 | 17199153.6486 | 9459534.5068
| (3) Estimated Existing Boiler Cost (Equipment & Maintenance) US$ |  | 45362.34 | 90724.68 | 90724.68 | 75587.57 | 44295 | 44295 | 44295 | 44295 | 44295 | 44295 | 44295 | 44295 | 44295 | 44295 | 44295 | 44295 | 44295 | 44295 | 44295 | 44295 | 22147.5
Energy Cost with Project $US |  |  | 3777800.4604 | 8132792.7526 | 8801803.745 | 9451421.7272 | 10166001.5075 | 10952039.266 | 11816680.8002 | 12767786.4879 | 13814002.7444 | 14964840.6265 | 15631019.5234 | 16423790.5873 | 17955555.8084 | 19640497.5516 | 21493933.4691 | 23532712.9784 | 25775370.4385 | 28242293.6448 | 30955909.1716 | 33940886.2511 | 18572955.9241
| Natural gas Cost $US |  | 2684371.8271 | 5905618.0197 | 6496179.8217 | 7145797.8039 | 7860377.5842 | 8646415.3427 | 9511056.8769 | 10462162.5646 | 11508378.8211 | 12659216.7032 | 13925138.3735 | 15317652.2109 | 16849417.432 | 18534359.1751 | 20387795.0927 | 22426574.6019 | 24669232.0621 | 27136155.2683 | 29849770.7952 | 32834747.8747 | 18059111.3311
| Civil Cost $US |  | 20500 | 41000 | 41000 | 41000 | 41000 | 41000 | 41000 | 41000 | 41000 | 41000 | 20500 | 0 | 0 | 0 | 0 | 0 | 0 | 0 | 0 | 0 | 0
| Maintenance $US |  | 292098.5277 | 584197.0555 | 584197.0555 | 584197.0555 | 584197.0555 | 584197.0555 | 584197.0555 | 584197.0555 | 584197.0555 | 584197.0555 | 584197.0555 | 584197.0555 | 584197.0555 | 584197.0555 | 584197.0555 | 584197.0555 | 584197.0555 | 584197.0555 | 584197.0555 | 584197.0555 | 292098.5277
| Insurance $US |  | 0 | 0 | 78449.1904 | 78449.1904 | 78449.1904 | 78449.1904 | 78449.1904 | 78449.1904 | 78449.1904 | 78449.1904 | 78449.1904 | 78449.1904 | 78449.1904 | 78449.1904 | 78449.1904 | 78449.1904 | 78449.1904 | 78449.1904 | 78449.1904 | 78449.1904 | 0
| Equipment Cost $US |  | 410810.4776 | 821620.9552 | 821620.9552 | 821620.9552 | 821620.9552 | 821620.9552 | 821620.9552 | 821620.9552 | 821620.9552 | 821620.9552 | 410810.4776 | 0 | 0 | 0 | 0 | 0 | 0 | 0 | 0 | 0 | 0
| Interest $US |  | 168432.2958 | 336864.5916 | 336864.5916 | 336864.5916 | 336864.5916 | 336864.5916 | 336864.5916 | 336864.5916 | 336864.5916 | 336864.5916 | 168432.2958 | 0 | 0 | 0 | 0 | 0 | 0 | 0 | 0 | 0 | 0
| Electricity Back Up Charge $US |  | 201587.3321 | 443492.1305 | 443492.1305 | 443492.1305 | 443492.1305 | 443492.1305 | 443492.1305 | 443492.1305 | 443492.1305 | 443492.1305 | 443492.1305 | 443492.1305 | 443492.1305 | 443492.1305 | 443492.1305 | 443492.1305 | 443492.1305 | 443492.1305 | 443492.1305 | 443492.1305 | 221746.0653
Project Profit before Corpration Tax $US |  |  | -162890.1665 | -189062.574 | -548731.6701 | -873210.6764 | -1244779.3323 | -1619083.0268 | -2030817.0907 | -2483724.5611 | -2981922.7784 | -3529940.8175 | -3533017.8871 | -3596376.941 | -4325788.951 | -5128142.1621 | -6010730.6942 | -6981578.0796 | -8049510.2035 | -9224235.5398 | -10516433.4097 | -11937851.0666 | -6711480.6494
Project Profit after Corpration Tax $US |  |  | -162890.1665 | -189062.574 | -548731.6701 | -873210.6764 | -1244779.3323 | -1619083.0268 | -2030817.0907 | -2483724.5611 | -2981922.7784 | -3529940.8175 | -3533017.8871 | -3596376.941 | -4325788.951 | -5128142.1621 | -6010730.6942 | -6981578.0796 | -8049510.2035 | -9224235.5398 | -10516433.4097 | -11937851.0666 | -6711480.6494
|  | Initial | Profit (1st. year) | Profit (2nd. year) | Profit (3rd. year) | Profit (4th. year) | Profit (5th. year) | Profit (6th. year) | Profit (7th. year) | Profit (8th. year) | Profit (9th. year) | Profit (10th. year) | Profit (11th. year) | Profit (12th. year) | Profit (13th. year) | Profit (14th. year) | Profit (15th. year) | Profit (16th. year) | Profit (17th. year) | Profit (18th. year) | Profit (19th. year) | Profit (20th. year)
|  | -8216209.5523 | 901064.0934 | 789588.4248 | 447514.3736 | 99490.5425 | -273445.6327 | -666464.5119 | -1098785.279 | -1574338.1229 | -2097446.2511 | -2662615.1922 | -3275076.0273 | -3961082.946 | -4726965.5565 | -5569436.4281 | -6496154.3869 | -7515544.1415 | -8636872.8716 | -9870334.4747 | -11227142.2381 | -12680406.1827
| 20 years IRR | #N/A | 2009: out of the range of excel function 'IRR'.
| NPV | -29293255.3914 | 2009: (8% discout rate is assumed)
Case :
Estimated Hike of Electricity Tariff in 2010 |  | 15%
Estimated Escalation of Natural Gas Price |  | 10%
(US$)
|  |  | 2009 | 2010 | 2011 | 2012 | 2013 | 2014 | 2015 | 2016 | 2017 | 2018 | 2019 | 2020 | 2021 | 2022 | 2023 | 2024 | 2025 | 2026 | 2027 | 2028 | 2029
Natural Gas Unit Price, US$/MMBTU, HHV |  |  | 6.7717 | 7.4488 | 8.1937 | 9.0131 | 9.9144 | 10.9058 | 11.9964 | 13.196 | 14.5156 | 15.9672 | 17.5639 | 19.3203 | 21.2524 | 23.3776 | 25.7154 | 28.2869 | 31.1156 | 34.2271 | 37.6499 | 41.4148 | 45.5563
Total Power Generation kWh |  |  | 28000000 | 56000000 | 56000000 | 56000000 | 56000000 | 56000000 | 56000000 | 56000000 | 56000000 | 56000000 | 56000000 | 56000000 | 56000000 | 56000000 | 56000000 | 56000000 | 56000000 | 56000000 | 56000000 | 56000000 | 28000000
Steam Generation, kg |  |  | 74430000 | 148860000 | 148860000 | 148860000 | 148860000 | 148860000 | 148860000 | 148860000 | 148860000 | 148860000 | 148860000 | 148860000 | 148860000 | 148860000 | 148860000 | 148860000 | 148860000 | 148860000 | 148860000 | 148860000 | 74430000
Energy Cost without Project $US (1)+(2)+(3) |  |  | 3614910.2939 | 8160075.0211 | 8469416.9174 | 8794555.8933 | 9137567.0178 | 9549301.0817 | 10002208.552 | 10500406.7694 | 11048424.8085 | 11651244.6515 | 12314346.4788 | 13043758.4889 | 13846111.6999 | 14728700.2321 | 15699547.6174 | 16767479.7413 | 17942205.0776 | 19234402.9475 | 20655820.6044 | 22219380.027 | 11969647.696
| (1) Total Electricity Cost US$ |  | 2163448.4254 | 4975931.3784 | 4975931.3784 | 4975931.3784 | 4975931.3784 | 4975931.3784 | 4975931.3784 | 4975931.3784 | 4975931.3784 | 4975931.3784 | 4975931.3784 | 4975931.3784 | 4975931.3784 | 4975931.3784 | 4975931.3784 | 4975931.3784 | 4975931.3784 | 4975931.3784 | 4975931.3784 | 4975931.3784 | 2487965.6892
| Off Peak Demand Charge US$ |  | 131377.3512 | 302167.9079 | 302167.9079 | 302167.9079 | 302167.9079 | 302167.9079 | 302167.9079 | 302167.9079 | 302167.9079 | 302167.9079 | 302167.9079 | 302167.9079 | 302167.9079 | 302167.9079 | 302167.9079 | 302167.9079 | 302167.9079 | 302167.9079 | 302167.9079 | 302167.9079 | 151083.9539
| On Peak Demand Charge US$ |  | 70209.9808 | 161482.9559 | 161482.9559 | 161482.9559 | 161482.9559 | 161482.9559 | 161482.9559 | 161482.9559 | 161482.9559 | 161482.9559 | 161482.9559 | 161482.9559 | 161482.9559 | 161482.9559 | 161482.9559 | 161482.9559 | 161482.9559 | 161482.9559 | 161482.9559 | 161482.9559 | 80741.4779
| Off Peak Usage Charge US$ |  | 1737932.7504 | 3997245.3259 | 3997245.3259 | 3997245.3259 | 3997245.3259 | 3997245.3259 | 3997245.3259 | 3997245.3259 | 3997245.3259 | 3997245.3259 | 3997245.3259 | 3997245.3259 | 3997245.3259 | 3997245.3259 | 3997245.3259 | 3997245.3259 | 3997245.3259 | 3997245.3259 | 3997245.3259 | 3997245.3259 | 1998622.663
| On Peak Usage Charge US$ |  | 223928.3429 | 515035.1887 | 515035.1887 | 515035.1887 | 515035.1887 | 515035.1887 | 515035.1887 | 515035.1887 | 515035.1887 | 515035.1887 | 515035.1887 | 515035.1887 | 515035.1887 | 515035.1887 | 515035.1887 | 515035.1887 | 515035.1887 | 515035.1887 | 515035.1887 | 515035.1887 | 257517.5944
| (2) NG Cost of Existing Boiler, US$ |  | 1406099.5285 | 3093418.9627 | 3402760.859 | 3743036.9449 | 4117340.6394 | 4529074.7033 | 4981982.1736 | 5480180.391 | 6028198.4301 | 6631018.2731 | 7294120.1004 | 8023532.1105 | 8825885.3215 | 9708473.8536 | 10679321.239 | 11747253.3629 | 12921978.6992 | 14214176.5691 | 15635594.226 | 17199153.6486 | 9459534.5068
| (3) Estimated Existing Boiler Cost (Equipment & Maintenance) US$ |  | 45362.34 | 90724.68 | 90724.68 | 75587.57 | 44295 | 44295 | 44295 | 44295 | 44295 | 44295 | 44295 | 44295 | 44295 | 44295 | 44295 | 44295 | 44295 | 44295 | 44295 | 44295 | 22147.5
Energy Cost with Project $US |  |  | 3777800.4604 | 8152951.4858 | 8821962.4782 | 9471580.4604 | 10186160.2407 | 10972197.9992 | 11836839.5334 | 12787945.2211 | 13834161.4776 | 14984999.3597 | 15651178.2566 | 16443949.3205 | 17975714.5416 | 19660656.2848 | 21514092.2023 | 23552871.7116 | 25795529.1718 | 28262452.378 | 30976067.9048 | 33961044.9843 | 18583035.2907
| Natural gas Cost $US |  | 2684371.8271 | 5905618.0197 | 6496179.8217 | 7145797.8039 | 7860377.5842 | 8646415.3427 | 9511056.8769 | 10462162.5646 | 11508378.8211 | 12659216.7032 | 13925138.3735 | 15317652.2109 | 16849417.432 | 18534359.1751 | 20387795.0927 | 22426574.6019 | 24669232.0621 | 27136155.2683 | 29849770.7952 | 32834747.8747 | 18059111.3311
| Civil Cost $US |  | 20500 | 41000 | 41000 | 41000 | 41000 | 41000 | 41000 | 41000 | 41000 | 41000 | 20500 | 0 | 0 | 0 | 0 | 0 | 0 | 0 | 0 | 0 | 0
| Maintenance $US |  | 292098.5277 | 584197.0555 | 584197.0555 | 584197.0555 | 584197.0555 | 584197.0555 | 584197.0555 | 584197.0555 | 584197.0555 | 584197.0555 | 584197.0555 | 584197.0555 | 584197.0555 | 584197.0555 | 584197.0555 | 584197.0555 | 584197.0555 | 584197.0555 | 584197.0555 | 584197.0555 | 292098.5277
| Insurance $US |  | 0 | 0 | 78449.1904 | 78449.1904 | 78449.1904 | 78449.1904 | 78449.1904 | 78449.1904 | 78449.1904 | 78449.1904 | 78449.1904 | 78449.1904 | 78449.1904 | 78449.1904 | 78449.1904 | 78449.1904 | 78449.1904 | 78449.1904 | 78449.1904 | 78449.1904 | 0
| Equipment Cost $US |  | 410810.4776 | 821620.9552 | 821620.9552 | 821620.9552 | 821620.9552 | 821620.9552 | 821620.9552 | 821620.9552 | 821620.9552 | 821620.9552 | 410810.4776 | 0 | 0 | 0 | 0 | 0 | 0 | 0 | 0 | 0 | 0
| Interest $US |  | 168432.2958 | 336864.5916 | 336864.5916 | 336864.5916 | 336864.5916 | 336864.5916 | 336864.5916 | 336864.5916 | 336864.5916 | 336864.5916 | 168432.2958 | 0 | 0 | 0 | 0 | 0 | 0 | 0 | 0 | 0 | 0
| Electricity Back Up Charge $US |  | 201587.3321 | 463650.8637 | 463650.8637 | 463650.8637 | 463650.8637 | 463650.8637 | 463650.8637 | 463650.8637 | 463650.8637 | 463650.8637 | 463650.8637 | 463650.8637 | 463650.8637 | 463650.8637 | 463650.8637 | 463650.8637 | 463650.8637 | 463650.8637 | 463650.8637 | 463650.8637 | 231825.4319
Project Profit before Corpration Tax $US |  |  | -162890.1665 | 7123.5353 | -352545.5608 | -677024.5671 | -1048593.223 | -1422896.9175 | -1834630.9814 | -2287538.4517 | -2785736.6691 | -3333754.7082 | -3336831.7778 | -3400190.8316 | -4129602.8417 | -4931956.0527 | -5814544.5849 | -6785391.9702 | -7853324.0941 | -9028049.4304 | -10320247.3004 | -11741664.9573 | -6613387.5947
Project Profit after Corpration Tax $US |  |  | -162890.1665 | 4986.4747 | -352545.5608 | -677024.5671 | -1048593.223 | -1422896.9175 | -1834630.9814 | -2287538.4517 | -2785736.6691 | -3333754.7082 | -3336831.7778 | -3400190.8316 | -4129602.8417 | -4931956.0527 | -5814544.5849 | -6785391.9702 | -7853324.0941 | -9028049.4304 | -10320247.3004 | -11741664.9573 | -6613387.5947
|  | Initial | Profit (1st. year) | Profit (2nd. year) | Profit (3rd. year) | Profit (4th. year) | Profit (5th. year) | Profit (6th. year) | Profit (7th. year) | Profit (8th. year) | Profit (9th. year) | Profit (10th. year) | Profit (11th. year) | Profit (12th. year) | Profit (13th. year) | Profit (14th. year) | Profit (15th. year) | Profit (16th. year) | Profit (17th. year) | Profit (18th. year) | Profit (19th. year) | Profit (20th. year)
|  | -8216209.5523 | 998088.6178 | 984706.0038 | 643700.4829 | 295676.6518 | -77259.5233 | -470278.4026 | -902599.1697 | -1378152.0135 | -1901260.1418 | -2466429.0828 | -3078889.918 | -3764896.8367 | -4530779.4472 | -5373250.3188 | -6299968.2776 | -7319358.0322 | -8440686.7623 | -9674148.3654 | -11030956.1288 | -12484220.0734
| 20 years IRR | #N/A | 2009: out of the range of excel function 'IRR'.
| NPV | -27595614.8675 | 2009: (8% discout rate is assumed)

## With CER for Sensitivity
Project with CER Sensitivity Analysis
Case :
Estimated Hike of Electricity Tariff in 2010 |  | 0%
Estimated Escalation of Natural Gas Price |  | 5%
(US$)
|  |  | 2009 | 2010 | 2011 | 2012 | 2013 | 2014 | 2015 | 2016 | 2017 | 2018 | 2019 | 2020 | 2021 | 2022 | 2023 | 2024 | 2025 | 2026 | 2027 | 2028 | 2029
Natural Gas Unit Price, US$/MMBTU, HHV |  |  | 6.17 | 6.4785 | 6.8025 | 7.1426 | 7.4997 | 7.8747 | 8.2684 | 8.6819 | 9.116 | 9.5718 | 10.0503 | 10.5529 | 11.0805 | 11.6345 | 12.2163 | 12.8271 | 13.4684 | 14.1419 | 14.8489 | 15.5914 | 16.371
Total Power Generation kWh |  |  | 28000000 | 56000000 | 56000000 | 56000000 | 56000000 | 56000000 | 56000000 | 56000000 | 56000000 | 56000000 | 56000000 | 56000000 | 56000000 | 56000000 | 56000000 | 56000000 | 56000000 | 56000000 | 56000000 | 56000000 | 28000000
Steam Generation, kg |  |  | 74430000 | 148860000 | 148860000 | 148860000 | 148860000 | 148860000 | 148860000 | 148860000 | 148860000 | 148860000 | 148860000 | 148860000 | 148860000 | 148860000 | 148860000 | 148860000 | 148860000 | 148860000 | 148860000 | 148860000 | 74430000
Energy Cost without Project $US (1)+(2)+(3) |  |  | 3489988.2283 | 7108094.203 | 7242617.8366 | 7368730.5419 | 7485750.2779 | 7641478.1993 | 7804992.5167 | 7976682.55 | 8156957.085 | 8346245.3467 | 8544998.0215 | 8753688.33 | 8972813.154 | 9202894.2192 | 9444479.3376 | 9698143.7119 | 9964491.305 | 10244156.2777 | 10537804.499 | 10846135.1314 | 5584941.1477
| (1) Total Electricity Cost US$ |  | 2163448.4254 | 4326896.8508 | 4326896.8508 | 4326896.8508 | 4326896.8508 | 4326896.8508 | 4326896.8508 | 4326896.8508 | 4326896.8508 | 4326896.8508 | 4326896.8508 | 4326896.8508 | 4326896.8508 | 4326896.8508 | 4326896.8508 | 4326896.8508 | 4326896.8508 | 4326896.8508 | 4326896.8508 | 4326896.8508 | 2163448.4254
| Off Peak Demand Charge US$ |  | 131377.3512 | 262754.7025 | 262754.7025 | 262754.7025 | 262754.7025 | 262754.7025 | 262754.7025 | 262754.7025 | 262754.7025 | 262754.7025 | 262754.7025 | 262754.7025 | 262754.7025 | 262754.7025 | 262754.7025 | 262754.7025 | 262754.7025 | 262754.7025 | 262754.7025 | 262754.7025 | 131377.3512
| On Peak Demand Charge US$ |  | 70209.9808 | 140419.9616 | 140419.9616 | 140419.9616 | 140419.9616 | 140419.9616 | 140419.9616 | 140419.9616 | 140419.9616 | 140419.9616 | 140419.9616 | 140419.9616 | 140419.9616 | 140419.9616 | 140419.9616 | 140419.9616 | 140419.9616 | 140419.9616 | 140419.9616 | 140419.9616 | 70209.9808
| Off Peak Usage Charge US$ |  | 1737932.7504 | 3475865.5008 | 3475865.5008 | 3475865.5008 | 3475865.5008 | 3475865.5008 | 3475865.5008 | 3475865.5008 | 3475865.5008 | 3475865.5008 | 3475865.5008 | 3475865.5008 | 3475865.5008 | 3475865.5008 | 3475865.5008 | 3475865.5008 | 3475865.5008 | 3475865.5008 | 3475865.5008 | 3475865.5008 | 1737932.7504
| On Peak Usage Charge US$ |  | 223928.3429 | 447856.6859 | 447856.6859 | 447856.6859 | 447856.6859 | 447856.6859 | 447856.6859 | 447856.6859 | 447856.6859 | 447856.6859 | 447856.6859 | 447856.6859 | 447856.6859 | 447856.6859 | 447856.6859 | 447856.6859 | 447856.6859 | 447856.6859 | 447856.6859 | 447856.6859 | 223928.3429
| (2) NG Cost of Existing Boiler, US$ |  | 1281177.463 | 2690472.6722 | 2824996.3058 | 2966246.1211 | 3114558.4272 | 3270286.3485 | 3433800.6659 | 3605490.6992 | 3785765.2342 | 3975053.4959 | 4173806.1707 | 4382496.4792 | 4601621.3032 | 4831702.3684 | 5073287.4868 | 5326951.8611 | 5593299.4542 | 5872964.4269 | 6166612.6482 | 6474943.2806 | 3399345.2223
| (3) Estimated Existing Boiler Cost (Equipment & Maintenance) US$ |  | 45362.34 | 90724.68 | 90724.68 | 75587.57 | 44295 | 44295 | 44295 | 44295 | 44295 | 44295 | 44295 | 44295 | 44295 | 44295 | 44295 | 44295 | 44295 | 44295 | 44295 | 44295 | 22147.5
Energy Cost with Project $US |  |  | 3311352.8807 | 6867294.1861 | 7202561.2225 | 7472219.9608 | 7755361.636 | 8052660.395 | 8364824.0919 | 8692595.9736 | 9036756.4495 | 9398124.9491 | 9405779.1003 | 9432405.0977 | 9850734.307 | 10289979.9769 | 10751187.9302 | 11235456.2813 | 11743938.0498 | 12277843.9068 | 12838445.0566 | 13427076.264 | 6983344.9206
| Natural gas Cost $US |  | 2445884.2475 | 5136356.9197 | 5393174.7656 | 5662833.5039 | 5945975.1791 | 6243273.9381 | 6555437.635 | 6883209.5167 | 7227369.9926 | 7588738.4922 | 7968175.4168 | 8366584.1877 | 8784913.397 | 9224159.0669 | 9685367.0202 | 10169635.3712 | 10678117.1398 | 11212022.9968 | 11772624.1466 | 12361255.354 | 6489659.0608
| Civil Cost $US |  | 20500 | 41000 | 41000 | 41000 | 41000 | 41000 | 41000 | 41000 | 41000 | 41000 | 20500 | 0 | 0 | 0 | 0 | 0 | 0 | 0 | 0 | 0 | 0
| Maintenance $US |  | 292098.5277 | 584197.0555 | 584197.0555 | 584197.0555 | 584197.0555 | 584197.0555 | 584197.0555 | 584197.0555 | 584197.0555 | 584197.0555 | 584197.0555 | 584197.0555 | 584197.0555 | 584197.0555 | 584197.0555 | 584197.0555 | 584197.0555 | 584197.0555 | 584197.0555 | 584197.0555 | 292098.5277
| Insurance $US |  | 0 | 0 | 78449.1904 | 78449.1904 | 78449.1904 | 78449.1904 | 78449.1904 | 78449.1904 | 78449.1904 | 78449.1904 | 78449.1904 | 78449.1904 | 78449.1904 | 78449.1904 | 78449.1904 | 78449.1904 | 78449.1904 | 78449.1904 | 78449.1904 | 78449.1904 | 0
| Equipment Cost $US |  | 410810.4776 | 821620.9552 | 821620.9552 | 821620.9552 | 821620.9552 | 821620.9552 | 821620.9552 | 821620.9552 | 821620.9552 | 821620.9552 | 410810.4776 | 0 | 0 | 0 | 0 | 0 | 0 | 0 | 0 | 0 | 0
| Interest $US |  | 168432.2958 | 336864.5916 | 336864.5916 | 336864.5916 | 336864.5916 | 336864.5916 | 336864.5916 | 336864.5916 | 336864.5916 | 336864.5916 | 168432.2958 | 0 | 0 | 0 | 0 | 0 | 0 | 0 | 0 | 0 | 0
| Electricity Back Up Charge $US |  | 201587.3321 | 403174.6641 | 403174.6641 | 403174.6641 | 403174.6641 | 403174.6641 | 403174.6641 | 403174.6641 | 403174.6641 | 403174.6641 | 403174.6641 | 403174.6641 | 403174.6641 | 403174.6641 | 403174.6641 | 403174.6641 | 403174.6641 | 403174.6641 | 403174.6641 | 403174.6641 | 201587.3321
| CER Benefit $US |  | 227960 | 455920 | 455920 | 455920 | 455920 | 455920 | 455920 | 455920 | 455920 | 455920 | 227960 | 0 | 0 | 0 | 0 | 0 | 0 | 0 | 0 | 0 | 0
Project Profit before Corpration Tax $US |  |  | 178635.3477 | 240800.0169 | 40056.6141 | -103489.4189 | -269611.3581 | -411182.1957 | -559831.5751 | -715913.4236 | -879799.3645 | -1051879.6024 | -860781.0788 | -678716.7676 | -877921.1531 | -1087085.7577 | -1306708.5927 | -1537312.5693 | -1779446.7449 | -2033687.6291 | -2300640.5576 | -2580941.1325 | -1398403.7729
Project Profit after Corpration Tax $US |  |  | 125044.7434 | 168560.0118 | 28039.6298 | -103489.4189 | -269611.3581 | -411182.1957 | -559831.5751 | -715913.4236 | -879799.3645 | -1051879.6024 | -860781.0788 | -678716.7676 | -877921.1531 | -1087085.7577 | -1306708.5927 | -1537312.5693 | -1779446.7449 | -2033687.6291 | -2300640.5576 | -2580941.1325 | -1398403.7729
|  | Initial | Profit (1st. year) | Profit (2nd. year) | Profit (3rd. year) | Profit (4th. year) | Profit (5th. year) | Profit (6th. year) | Profit (7th. year) | Profit (8th. year) | Profit (9th. year) | Profit (10th. year) | Profit (11th. year) | Profit (12th. year) | Profit (13th. year) | Profit (14th. year) | Profit (15th. year) | Profit (16th. year) | Profit (17th. year) | Profit (18th. year) | Profit (19th. year) | Profit (20th. year)
|  | -8216209.5523 | 1367810.2961 | 1256785.3677 | 1120760.6523 | 971935.1584 | 818088.77 | 672978.6615 | 520613.0475 | 360629.1528 | 192646.0634 | -87466.1804 | -480127.5365 | -778318.9603 | -982503.4554 | -1196897.1752 | -1422010.581 | -1658379.6571 | -1906567.187 | -2167164.0934 | -2440790.8451 | -2688874.3392
| 20 years IRR | #N/A | 2009: out of the range of excel function 'IRR'.
| NPV | -6619415.956 | 2009: (8% discout rate is assumed)
Case :
Estimated Hike of Electricity Tariff in 2010 |  | 10%
Estimated Escalation of Natural Gas Price |  | 5%
(US$)
|  |  | 2009 | 2010 | 2011 | 2012 | 2013 | 2014 | 2015 | 2016 | 2017 | 2018 | 2019 | 2020 | 2021 | 2022 | 2023 | 2024 | 2025 | 2026 | 2027 | 2028 | 2029
Natural Gas Unit Price, US$/MMBTU, HHV |  |  | 6.17 | 6.4785 | 6.8025 | 7.1426 | 7.4997 | 7.8747 | 8.2684 | 8.6819 | 9.116 | 9.5718 | 10.0503 | 10.5529 | 11.0805 | 11.6345 | 12.2163 | 12.8271 | 13.4684 | 14.1419 | 14.8489 | 15.5914 | 16.371
Total Power Generation kWh |  |  | 28000000 | 56000000 | 56000000 | 56000000 | 56000000 | 56000000 | 56000000 | 56000000 | 56000000 | 56000000 | 56000000 | 56000000 | 56000000 | 56000000 | 56000000 | 56000000 | 56000000 | 56000000 | 56000000 | 56000000 | 28000000
Steam Generation, kg |  |  | 74430000 | 148860000 | 148860000 | 148860000 | 148860000 | 148860000 | 148860000 | 148860000 | 148860000 | 148860000 | 148860000 | 148860000 | 148860000 | 148860000 | 148860000 | 148860000 | 148860000 | 148860000 | 148860000 | 148860000 | 74430000
Energy Cost without Project $US (1)+(2)+(3) |  |  | 3489988.2283 | 7540783.8881 | 7675307.5217 | 7801420.227 | 7918439.963 | 8074167.8844 | 8237682.2018 | 8409372.2351 | 8589646.7701 | 8778935.0318 | 8977687.7066 | 9186378.0151 | 9405502.8391 | 9635583.9042 | 9877169.0227 | 10130833.397 | 10397180.99 | 10676845.9628 | 10970494.1841 | 11278824.8165 | 5801285.9903
| (1) Total Electricity Cost US$ |  | 2163448.4254 | 4759586.5359 | 4759586.5359 | 4759586.5359 | 4759586.5359 | 4759586.5359 | 4759586.5359 | 4759586.5359 | 4759586.5359 | 4759586.5359 | 4759586.5359 | 4759586.5359 | 4759586.5359 | 4759586.5359 | 4759586.5359 | 4759586.5359 | 4759586.5359 | 4759586.5359 | 4759586.5359 | 4759586.5359 | 2379793.2679
| Off Peak Demand Charge US$ |  | 131377.3512 | 289030.1727 | 289030.1727 | 289030.1727 | 289030.1727 | 289030.1727 | 289030.1727 | 289030.1727 | 289030.1727 | 289030.1727 | 289030.1727 | 289030.1727 | 289030.1727 | 289030.1727 | 289030.1727 | 289030.1727 | 289030.1727 | 289030.1727 | 289030.1727 | 289030.1727 | 144515.0864
| On Peak Demand Charge US$ |  | 70209.9808 | 154461.9578 | 154461.9578 | 154461.9578 | 154461.9578 | 154461.9578 | 154461.9578 | 154461.9578 | 154461.9578 | 154461.9578 | 154461.9578 | 154461.9578 | 154461.9578 | 154461.9578 | 154461.9578 | 154461.9578 | 154461.9578 | 154461.9578 | 154461.9578 | 154461.9578 | 77230.9789
| Off Peak Usage Charge US$ |  | 1737932.7504 | 3823452.0509 | 3823452.0509 | 3823452.0509 | 3823452.0509 | 3823452.0509 | 3823452.0509 | 3823452.0509 | 3823452.0509 | 3823452.0509 | 3823452.0509 | 3823452.0509 | 3823452.0509 | 3823452.0509 | 3823452.0509 | 3823452.0509 | 3823452.0509 | 3823452.0509 | 3823452.0509 | 3823452.0509 | 1911726.0254
| On Peak Usage Charge US$ |  | 223928.3429 | 492642.3544 | 492642.3544 | 492642.3544 | 492642.3544 | 492642.3544 | 492642.3544 | 492642.3544 | 492642.3544 | 492642.3544 | 492642.3544 | 492642.3544 | 492642.3544 | 492642.3544 | 492642.3544 | 492642.3544 | 492642.3544 | 492642.3544 | 492642.3544 | 492642.3544 | 246321.1772
| (2) NG Cost of Existing Boiler, US$ |  | 1281177.463 | 2690472.6722 | 2824996.3058 | 2966246.1211 | 3114558.4272 | 3270286.3485 | 3433800.6659 | 3605490.6992 | 3785765.2342 | 3975053.4959 | 4173806.1707 | 4382496.4792 | 4601621.3032 | 4831702.3684 | 5073287.4868 | 5326951.8611 | 5593299.4542 | 5872964.4269 | 6166612.6482 | 6474943.2806 | 3399345.2223
| (3) Estimated Existing Boiler Cost (Equipment & Maintenance) US$ |  | 45362.34 | 90724.68 | 90724.68 | 75587.57 | 44295 | 44295 | 44295 | 44295 | 44295 | 44295 | 44295 | 44295 | 44295 | 44295 | 44295 | 44295 | 44295 | 44295 | 44295 | 44295 | 22147.5
Energy Cost with Project $US |  |  | 3311352.8807 | 6907611.6525 | 7242878.6889 | 7512537.4272 | 7795679.1024 | 8092977.8614 | 8405141.5583 | 8732913.44 | 9077073.9159 | 9438442.4155 | 9446096.5667 | 9472722.5641 | 9891051.7735 | 10330297.4433 | 10791505.3967 | 11275773.7477 | 11784255.5162 | 12318161.3732 | 12878762.5231 | 13467393.7304 | 7003503.6538
| Natural gas Cost $US |  | 2445884.2475 | 5136356.9197 | 5393174.7656 | 5662833.5039 | 5945975.1791 | 6243273.9381 | 6555437.635 | 6883209.5167 | 7227369.9926 | 7588738.4922 | 7968175.4168 | 8366584.1877 | 8784913.397 | 9224159.0669 | 9685367.0202 | 10169635.3712 | 10678117.1398 | 11212022.9968 | 11772624.1466 | 12361255.354 | 6489659.0608
| Civil Cost $US |  | 20500 | 41000 | 41000 | 41000 | 41000 | 41000 | 41000 | 41000 | 41000 | 41000 | 20500 | 0 | 0 | 0 | 0 | 0 | 0 | 0 | 0 | 0 | 0
| Maintenance $US |  | 292098.5277 | 584197.0555 | 584197.0555 | 584197.0555 | 584197.0555 | 584197.0555 | 584197.0555 | 584197.0555 | 584197.0555 | 584197.0555 | 584197.0555 | 584197.0555 | 584197.0555 | 584197.0555 | 584197.0555 | 584197.0555 | 584197.0555 | 584197.0555 | 584197.0555 | 584197.0555 | 292098.5277
| Insurance $US |  | 0 | 0 | 78449.1904 | 78449.1904 | 78449.1904 | 78449.1904 | 78449.1904 | 78449.1904 | 78449.1904 | 78449.1904 | 78449.1904 | 78449.1904 | 78449.1904 | 78449.1904 | 78449.1904 | 78449.1904 | 78449.1904 | 78449.1904 | 78449.1904 | 78449.1904 | 0
| Equipment Cost $US |  | 410810.4776 | 821620.9552 | 821620.9552 | 821620.9552 | 821620.9552 | 821620.9552 | 821620.9552 | 821620.9552 | 821620.9552 | 821620.9552 | 410810.4776 | 0 | 0 | 0 | 0 | 0 | 0 | 0 | 0 | 0 | 0
| Interest $US |  | 168432.2958 | 336864.5916 | 336864.5916 | 336864.5916 | 336864.5916 | 336864.5916 | 336864.5916 | 336864.5916 | 336864.5916 | 336864.5916 | 168432.2958 | 0 | 0 | 0 | 0 | 0 | 0 | 0 | 0 | 0 | 0
| Electricity Back Up Charge $US |  | 201587.3321 | 443492.1305 | 443492.1305 | 443492.1305 | 443492.1305 | 443492.1305 | 443492.1305 | 443492.1305 | 443492.1305 | 443492.1305 | 443492.1305 | 443492.1305 | 443492.1305 | 443492.1305 | 443492.1305 | 443492.1305 | 443492.1305 | 443492.1305 | 443492.1305 | 443492.1305 | 221746.0653
| CER Benefit $US |  | 227960 | 455920 | 455920 | 455920 | 455920 | 455920 | 455920 | 455920 | 455920 | 455920 | 227960 | 0 | 0 | 0 | 0 | 0 | 0 | 0 | 0 | 0 | 0
Project Profit before Corpration Tax $US |  |  | 178635.3477 | 633172.2355 | 432428.8327 | 288882.7997 | 122760.8606 | -18809.977 | -167459.3565 | -323541.2049 | -487427.1458 | -659507.3837 | -468408.8601 | -286344.549 | -485548.9344 | -694713.5391 | -914336.374 | -1144940.3507 | -1387074.5262 | -1641315.4105 | -1908268.339 | -2188568.9139 | -1202217.6636
Project Profit after Corpration Tax $US |  |  | 125044.7434 | 443220.5649 | 302700.1829 | 202217.9598 | 85932.6024 | -18809.977 | -167459.3565 | -323541.2049 | -487427.1458 | -659507.3837 | -468408.8601 | -286344.549 | -485548.9344 | -694713.5391 | -914336.374 | -1144940.3507 | -1387074.5262 | -1641315.4105 | -1908268.339 | -2188568.9139 | -1202217.6636
|  | Initial | Profit (1st. year) | Profit (2nd. year) | Profit (3rd. year) | Profit (4th. year) | Profit (5th. year) | Profit (6th. year) | Profit (7th. year) | Profit (8th. year) | Profit (9th. year) | Profit (10th. year) | Profit (11th. year) | Profit (12th. year) | Profit (13th. year) | Profit (14th. year) | Profit (15th. year) | Profit (16th. year) | Profit (17th. year) | Profit (18th. year) | Profit (19th. year) | Profit (20th. year)
|  | -8216209.5523 | 1505140.5727 | 1531445.9208 | 1410944.6182 | 1302560.828 | 1192046.8596 | 1065350.8801 | 912985.2662 | 753001.3715 | 585018.2821 | 304906.0382 | -87755.3178 | -385946.7417 | -590131.2367 | -804524.9565 | -1029638.3623 | -1266007.4384 | -1514194.9683 | -1774791.8747 | -2048418.6264 | -2296502.1205
| 20 years IRR | #N/A | 2009: out of the range of excel function 'IRR'.
| NPV | -3493248.066 | 2009: (8% discout rate is assumed)
Case :
Estimated Hike of Electricity Tariff in 2010 |  | 15%
Estimated Escalation of Natural Gas Price |  | 5%
(US$)
|  |  | 2009 | 2010 | 2011 | 2012 | 2013 | 2014 | 2015 | 2016 | 2017 | 2018 | 2019 | 2020 | 2021 | 2022 | 2023 | 2024 | 2025 | 2026 | 2027 | 2028 | 2029
Natural Gas Unit Price, US$/MMBTU, HHV |  |  | 6.17 | 6.4785 | 6.8025 | 7.1426 | 7.4997 | 7.8747 | 8.2684 | 8.6819 | 9.116 | 9.5718 | 10.0503 | 10.5529 | 11.0805 | 11.6345 | 12.2163 | 12.8271 | 13.4684 | 14.1419 | 14.8489 | 15.5914 | 16.371
Total Power Generation kWh |  |  | 28000000 | 56000000 | 56000000 | 56000000 | 56000000 | 56000000 | 56000000 | 56000000 | 56000000 | 56000000 | 56000000 | 56000000 | 56000000 | 56000000 | 56000000 | 56000000 | 56000000 | 56000000 | 56000000 | 56000000 | 28000000
Steam Generation, kg |  |  | 74430000 | 148860000 | 148860000 | 148860000 | 148860000 | 148860000 | 148860000 | 148860000 | 148860000 | 148860000 | 148860000 | 148860000 | 148860000 | 148860000 | 148860000 | 148860000 | 148860000 | 148860000 | 148860000 | 148860000 | 74430000
Energy Cost without Project $US (1)+(2)+(3) |  |  | 3489988.2283 | 7757128.7306 | 7891652.3642 | 8017765.0695 | 8134784.8056 | 8290512.7269 | 8454027.0443 | 8625717.0776 | 8805991.6126 | 8995279.8743 | 9194032.5491 | 9402722.8576 | 9621847.6816 | 9851928.7468 | 10093513.8652 | 10347178.2395 | 10613525.8326 | 10893190.8053 | 11186839.0266 | 11495169.6591 | 5909458.4115
| (1) Total Electricity Cost US$ |  | 2163448.4254 | 4975931.3784 | 4975931.3784 | 4975931.3784 | 4975931.3784 | 4975931.3784 | 4975931.3784 | 4975931.3784 | 4975931.3784 | 4975931.3784 | 4975931.3784 | 4975931.3784 | 4975931.3784 | 4975931.3784 | 4975931.3784 | 4975931.3784 | 4975931.3784 | 4975931.3784 | 4975931.3784 | 4975931.3784 | 2487965.6892
| Off Peak Demand Charge US$ |  | 131377.3512 | 302167.9079 | 302167.9079 | 302167.9079 | 302167.9079 | 302167.9079 | 302167.9079 | 302167.9079 | 302167.9079 | 302167.9079 | 302167.9079 | 302167.9079 | 302167.9079 | 302167.9079 | 302167.9079 | 302167.9079 | 302167.9079 | 302167.9079 | 302167.9079 | 302167.9079 | 151083.9539
| On Peak Demand Charge US$ |  | 70209.9808 | 161482.9559 | 161482.9559 | 161482.9559 | 161482.9559 | 161482.9559 | 161482.9559 | 161482.9559 | 161482.9559 | 161482.9559 | 161482.9559 | 161482.9559 | 161482.9559 | 161482.9559 | 161482.9559 | 161482.9559 | 161482.9559 | 161482.9559 | 161482.9559 | 161482.9559 | 80741.4779
| Off Peak Usage Charge US$ |  | 1737932.7504 | 3997245.3259 | 3997245.3259 | 3997245.3259 | 3997245.3259 | 3997245.3259 | 3997245.3259 | 3997245.3259 | 3997245.3259 | 3997245.3259 | 3997245.3259 | 3997245.3259 | 3997245.3259 | 3997245.3259 | 3997245.3259 | 3997245.3259 | 3997245.3259 | 3997245.3259 | 3997245.3259 | 3997245.3259 | 1998622.663
| On Peak Usage Charge US$ |  | 223928.3429 | 515035.1887 | 515035.1887 | 515035.1887 | 515035.1887 | 515035.1887 | 515035.1887 | 515035.1887 | 515035.1887 | 515035.1887 | 515035.1887 | 515035.1887 | 515035.1887 | 515035.1887 | 515035.1887 | 515035.1887 | 515035.1887 | 515035.1887 | 515035.1887 | 515035.1887 | 257517.5944
| (2) NG Cost of Existing Boiler, US$ |  | 1281177.463 | 2690472.6722 | 2824996.3058 | 2966246.1211 | 3114558.4272 | 3270286.3485 | 3433800.6659 | 3605490.6992 | 3785765.2342 | 3975053.4959 | 4173806.1707 | 4382496.4792 | 4601621.3032 | 4831702.3684 | 5073287.4868 | 5326951.8611 | 5593299.4542 | 5872964.4269 | 6166612.6482 | 6474943.2806 | 3399345.2223
| (3) Estimated Existing Boiler Cost (Equipment & Maintenance) US$ |  | 45362.34 | 90724.68 | 90724.68 | 75587.57 | 44295 | 44295 | 44295 | 44295 | 44295 | 44295 | 44295 | 44295 | 44295 | 44295 | 44295 | 44295 | 44295 | 44295 | 44295 | 44295 | 22147.5
Energy Cost with Project $US |  |  | 3311352.8807 | 6927770.3857 | 7263037.4221 | 7532696.1604 | 7815837.8356 | 8113136.5946 | 8425300.2915 | 8753072.1732 | 9097232.6491 | 9458601.1487 | 9466255.2999 | 9492881.2973 | 9911210.5067 | 10350456.1765 | 10811664.1299 | 11295932.4809 | 11804414.2494 | 12338320.1064 | 12898921.2563 | 13487552.4636 | 7013583.0204
| Natural gas Cost $US |  | 2445884.2475 | 5136356.9197 | 5393174.7656 | 5662833.5039 | 5945975.1791 | 6243273.9381 | 6555437.635 | 6883209.5167 | 7227369.9926 | 7588738.4922 | 7968175.4168 | 8366584.1877 | 8784913.397 | 9224159.0669 | 9685367.0202 | 10169635.3712 | 10678117.1398 | 11212022.9968 | 11772624.1466 | 12361255.354 | 6489659.0608
| Civil Cost $US |  | 20500 | 41000 | 41000 | 41000 | 41000 | 41000 | 41000 | 41000 | 41000 | 41000 | 20500 | 0 | 0 | 0 | 0 | 0 | 0 | 0 | 0 | 0 | 0
| Maintenance $US |  | 292098.5277 | 584197.0555 | 584197.0555 | 584197.0555 | 584197.0555 | 584197.0555 | 584197.0555 | 584197.0555 | 584197.0555 | 584197.0555 | 584197.0555 | 584197.0555 | 584197.0555 | 584197.0555 | 584197.0555 | 584197.0555 | 584197.0555 | 584197.0555 | 584197.0555 | 584197.0555 | 292098.5277
| Insurance $US |  | 0 | 0 | 78449.1904 | 78449.1904 | 78449.1904 | 78449.1904 | 78449.1904 | 78449.1904 | 78449.1904 | 78449.1904 | 78449.1904 | 78449.1904 | 78449.1904 | 78449.1904 | 78449.1904 | 78449.1904 | 78449.1904 | 78449.1904 | 78449.1904 | 78449.1904 | 0
| Equipment Cost $US |  | 410810.4776 | 821620.9552 | 821620.9552 | 821620.9552 | 821620.9552 | 821620.9552 | 821620.9552 | 821620.9552 | 821620.9552 | 821620.9552 | 410810.4776 | 0 | 0 | 0 | 0 | 0 | 0 | 0 | 0 | 0 | 0
| Interest $US |  | 168432.2958 | 336864.5916 | 336864.5916 | 336864.5916 | 336864.5916 | 336864.5916 | 336864.5916 | 336864.5916 | 336864.5916 | 336864.5916 | 168432.2958 | 0 | 0 | 0 | 0 | 0 | 0 | 0 | 0 | 0 | 0
| Electricity Back Up Charge $US |  | 201587.3321 | 463650.8637 | 463650.8637 | 463650.8637 | 463650.8637 | 463650.8637 | 463650.8637 | 463650.8637 | 463650.8637 | 463650.8637 | 463650.8637 | 463650.8637 | 463650.8637 | 463650.8637 | 463650.8637 | 463650.8637 | 463650.8637 | 463650.8637 | 463650.8637 | 463650.8637 | 231825.4319
| CER Benefit $US |  | 227960 | 455920 | 455920 | 455920 | 455920 | 455920 | 455920 | 455920 | 455920 | 455920 | 227960 | 0 | 0 | 0 | 0 | 0 | 0 | 0 | 0 | 0 | 0
Project Profit before Corpration Tax $US |  |  | 178635.3477 | 829358.3449 | 628614.9421 | 485068.9091 | 318946.9699 | 177376.1323 | 28726.7529 | -127355.0956 | -291241.0365 | -463321.2744 | -272222.7508 | -90158.4396 | -289362.8251 | -498527.4297 | -718150.2647 | -948754.2413 | -1190888.4168 | -1445129.3011 | -1712082.2296 | -1992382.8045 | -1104124.6089
Project Profit after Corpration Tax $US |  |  | 125044.7434 | 580550.8414 | 440030.4594 | 339548.2364 | 223262.879 | 124163.2926 | 20108.727 | -127355.0956 | -291241.0365 | -463321.2744 | -272222.7508 | -90158.4396 | -289362.8251 | -498527.4297 | -718150.2647 | -948754.2413 | -1190888.4168 | -1445129.3011 | -1712082.2296 | -1992382.8045 | -1104124.6089
|  | Initial | Profit (1st. year) | Profit (2nd. year) | Profit (3rd. year) | Profit (4th. year) | Profit (5th. year) | Profit (6th. year) | Profit (7th. year) | Profit (8th. year) | Profit (9th. year) | Profit (10th. year) | Profit (11th. year) | Profit (12th. year) | Profit (13th. year) | Profit (14th. year) | Profit (15th. year) | Profit (16th. year) | Profit (17th. year) | Profit (18th. year) | Profit (19th. year) | Profit (20th. year)
|  | -8216209.5523 | 1573805.7109 | 1668776.1973 | 1548274.8948 | 1439891.1045 | 1332198.6327 | 1230621.5567 | 1104862.3626 | 949187.4808 | 781204.3914 | 501092.1476 | 108430.7915 | -189760.6323 | -393945.1274 | -608338.8472 | -833452.253 | -1069821.3291 | -1318008.859 | -1578605.7654 | -1852232.5171 | -2100316.0112
| 20 years IRR | #N/A | 2009: out of the range of excel function 'IRR'.
| NPV | -2004789.674 | 2009: (8% discout rate is assumed)
Case :
Estimated Hike of Electricity Tariff in 2010 |  | 0%
Estimated Escalation of Natural Gas Price |  | 6.3%
(US$)
|  |  | 2009 | 2010 | 2011 | 2012 | 2013 | 2014 | 2015 | 2016 | 2017 | 2018 | 2019 | 2020 | 2021 | 2022 | 2023 | 2024 | 2025 | 2026 | 2027 | 2028 | 2029
Natural Gas Unit Price, US$/MMBTU, HHV |  |  | 6.3238 | 6.7222 | 7.1457 | 7.5958 | 8.0744 | 8.5831 | 9.1238 | 9.6986 | 10.3096 | 10.9591 | 11.6495 | 12.3835 | 13.1636 | 13.9929 | 14.8745 | 15.8116 | 16.8077 | 17.8666 | 18.9922 | 20.1887 | 21.4606
Total Power Generation kWh |  |  | 28000000 | 56000000 | 56000000 | 56000000 | 56000000 | 56000000 | 56000000 | 56000000 | 56000000 | 56000000 | 56000000 | 56000000 | 56000000 | 56000000 | 56000000 | 56000000 | 56000000 | 56000000 | 56000000 | 56000000 | 28000000
Steam Generation, kg |  |  | 74430000 | 148860000 | 148860000 | 148860000 | 148860000 | 148860000 | 148860000 | 148860000 | 148860000 | 148860000 | 148860000 | 148860000 | 148860000 | 148860000 | 148860000 | 148860000 | 148860000 | 148860000 | 148860000 | 148860000 | 74430000
Energy Cost without Project $US (1)+(2)+(3) |  |  | 3521909.0118 | 7209268.4026 | 7385142.1555 | 7556958.8449 | 7724398.1636 | 7935650.1613 | 8160211.0349 | 8398919.2435 | 8652666.0692 | 8922398.945 | 9209124.9919 | 9513914.7798 | 9837906.3243 | 10182309.3361 | 10548409.7377 | 10937574.4646 | 11351256.5693 | 11791000.6465 | 12258448.6007 | 12755345.7759 | 6641773.7366
| (1) Total Electricity Cost US$ |  | 2163448.4254 | 4326896.8508 | 4326896.8508 | 4326896.8508 | 4326896.8508 | 4326896.8508 | 4326896.8508 | 4326896.8508 | 4326896.8508 | 4326896.8508 | 4326896.8508 | 4326896.8508 | 4326896.8508 | 4326896.8508 | 4326896.8508 | 4326896.8508 | 4326896.8508 | 4326896.8508 | 4326896.8508 | 4326896.8508 | 2163448.4254
| Off Peak Demand Charge US$ |  | 131377.3512 | 262754.7025 | 262754.7025 | 262754.7025 | 262754.7025 | 262754.7025 | 262754.7025 | 262754.7025 | 262754.7025 | 262754.7025 | 262754.7025 | 262754.7025 | 262754.7025 | 262754.7025 | 262754.7025 | 262754.7025 | 262754.7025 | 262754.7025 | 262754.7025 | 262754.7025 | 131377.3512
| On Peak Demand Charge US$ |  | 70209.9808 | 140419.9616 | 140419.9616 | 140419.9616 | 140419.9616 | 140419.9616 | 140419.9616 | 140419.9616 | 140419.9616 | 140419.9616 | 140419.9616 | 140419.9616 | 140419.9616 | 140419.9616 | 140419.9616 | 140419.9616 | 140419.9616 | 140419.9616 | 140419.9616 | 140419.9616 | 70209.9808
| Off Peak Usage Charge US$ |  | 1737932.7504 | 3475865.5008 | 3475865.5008 | 3475865.5008 | 3475865.5008 | 3475865.5008 | 3475865.5008 | 3475865.5008 | 3475865.5008 | 3475865.5008 | 3475865.5008 | 3475865.5008 | 3475865.5008 | 3475865.5008 | 3475865.5008 | 3475865.5008 | 3475865.5008 | 3475865.5008 | 3475865.5008 | 3475865.5008 | 1737932.7504
| On Peak Usage Charge US$ |  | 223928.3429 | 447856.6859 | 447856.6859 | 447856.6859 | 447856.6859 | 447856.6859 | 447856.6859 | 447856.6859 | 447856.6859 | 447856.6859 | 447856.6859 | 447856.6859 | 447856.6859 | 447856.6859 | 447856.6859 | 447856.6859 | 447856.6859 | 447856.6859 | 447856.6859 | 447856.6859 | 223928.3429
| (2) NG Cost of Existing Boiler, US$ |  | 1313098.2464 | 2791646.8718 | 2967520.6247 | 3154474.4241 | 3353206.3128 | 3564458.3105 | 3789019.1841 | 4027727.3927 | 4281474.2184 | 4551207.0942 | 4837933.1411 | 5142722.929 | 5466714.4735 | 5811117.4854 | 6177217.8869 | 6566382.6138 | 6980064.7185 | 7419808.7957 | 7887256.7499 | 8384153.9251 | 4456177.8112
| (3) Estimated Existing Boiler Cost (Equipment & Maintenance) US$ |  | 45362.34 | 90724.68 | 90724.68 | 75587.57 | 44295 | 44295 | 44295 | 44295 | 44295 | 44295 | 44295 | 44295 | 44295 | 44295 | 44295 | 44295 | 44295 | 44295 | 44295 | 44295 | 22147.5
Energy Cost with Project $US |  |  | 3372292.5581 | 7060444.9308 | 7474653.1041 | 7831564.9029 | 8210962.145 | 8614261.4133 | 9042968.5356 | 9498684.2065 | 9983109.9648 | 10498054.5458 | 10673657.8619 | 10883746.5017 | 11502275.814 | 12159772.473 | 12858691.4214 | 13601642.2637 | 14391399.0089 | 15230910.4292 | 16123311.0689 | 17071932.9489 | 9000934.4085
| Natural gas Cost $US |  | 2506823.9249 | 5329507.6644 | 5665266.6472 | 6022178.446 | 6401575.6881 | 6804874.9564 | 7233582.0787 | 7689297.7497 | 8173723.5079 | 8688668.0889 | 9236054.1785 | 9817925.5917 | 10436454.904 | 11093951.563 | 11792870.5114 | 12535821.3536 | 13325578.0989 | 14165089.5192 | 15057490.1589 | 16006112.0389 | 8507248.5487
| Civil Cost $US |  | 20500 | 41000 | 41000 | 41000 | 41000 | 41000 | 41000 | 41000 | 41000 | 41000 | 20500 | 0 | 0 | 0 | 0 | 0 | 0 | 0 | 0 | 0 | 0
| Maintenance $US |  | 292098.5277 | 584197.0555 | 584197.0555 | 584197.0555 | 584197.0555 | 584197.0555 | 584197.0555 | 584197.0555 | 584197.0555 | 584197.0555 | 584197.0555 | 584197.0555 | 584197.0555 | 584197.0555 | 584197.0555 | 584197.0555 | 584197.0555 | 584197.0555 | 584197.0555 | 584197.0555 | 292098.5277
| Insurance $US |  | 0 | 0 | 78449.1904 | 78449.1904 | 78449.1904 | 78449.1904 | 78449.1904 | 78449.1904 | 78449.1904 | 78449.1904 | 78449.1904 | 78449.1904 | 78449.1904 | 78449.1904 | 78449.1904 | 78449.1904 | 78449.1904 | 78449.1904 | 78449.1904 | 78449.1904 | 0
| Equipment Cost $US |  | 410810.4776 | 821620.9552 | 821620.9552 | 821620.9552 | 821620.9552 | 821620.9552 | 821620.9552 | 821620.9552 | 821620.9552 | 821620.9552 | 410810.4776 | 0 | 0 | 0 | 0 | 0 | 0 | 0 | 0 | 0 | 0
| Interest $US |  | 168432.2958 | 336864.5916 | 336864.5916 | 336864.5916 | 336864.5916 | 336864.5916 | 336864.5916 | 336864.5916 | 336864.5916 | 336864.5916 | 168432.2958 | 0 | 0 | 0 | 0 | 0 | 0 | 0 | 0 | 0 | 0
| Electricity Back Up Charge $US |  | 201587.3321 | 403174.6641 | 403174.6641 | 403174.6641 | 403174.6641 | 403174.6641 | 403174.6641 | 403174.6641 | 403174.6641 | 403174.6641 | 403174.6641 | 403174.6641 | 403174.6641 | 403174.6641 | 403174.6641 | 403174.6641 | 403174.6641 | 403174.6641 | 403174.6641 | 403174.6641 | 201587.3321
| CER Benefit $US |  | 227960 | 455920 | 455920 | 455920 | 455920 | 455920 | 455920 | 455920 | 455920 | 455920 | 227960 | 0 | 0 | 0 | 0 | 0 | 0 | 0 | 0 | 0 | 0
Project Profit before Corpration Tax $US |  |  | 149616.4536 | 148823.4718 | -89510.9486 | -274606.058 | -486563.9814 | -678611.252 | -882757.5007 | -1099764.9631 | -1330443.8956 | -1575655.6008 | -1464532.87 | -1369831.722 | -1664369.4897 | -1977463.1368 | -2310281.6837 | -2664067.7991 | -3040142.4397 | -3439909.7826 | -3864862.4682 | -4316587.173 | -2359160.6719
Project Profit after Corpration Tax $US |  |  | 104731.5175 | 104176.4302 | -89510.9486 | -274606.058 | -486563.9814 | -678611.252 | -882757.5007 | -1099764.9631 | -1330443.8956 | -1575655.6008 | -1464532.87 | -1369831.722 | -1664369.4897 | -1977463.1368 | -2310281.6837 | -2664067.7991 | -3040142.4397 | -3439909.7826 | -3864862.4682 | -4316587.173 | -2359160.6719
|  | Initial | Profit (1st. year) | Profit (2nd. year) | Profit (3rd. year) | Profit (4th. year) | Profit (5th. year) | Profit (6th. year) | Profit (7th. year) | Profit (8th. year) | Profit (9th. year) | Profit (10th. year) | Profit (11th. year) | Profit (12th. year) | Profit (13th. year) | Profit (14th. year) | Profit (15th. year) | Profit (16th. year) | Profit (17th. year) | Profit (18th. year) | Profit (19th. year) | Profit (20th. year)
|  | -8216209.5523 | 1315305.2795 | 1165818.2877 | 976427.0436 | 777900.5272 | 575897.9302 | 377801.1705 | 167224.315 | -56618.8825 | -294564.2013 | -651230.0753 | -1127560.9093 | -1517100.6058 | -1820916.3133 | -2143872.4103 | -2487174.7414 | -2852105.1194 | -3240026.1112 | -3652386.1254 | -4090724.8206 | -4517454.2583
| 20 years IRR | #N/A | 2009: out of the range of excel function 'IRR'.
| NPV | -11308111.3625 | 2009: (8% discout rate is assumed)
Case :
Estimated Hike of Electricity Tariff in 2010 |  | 10%
Estimated Escalation of Natural Gas Price |  | 6.3%
(US$)
|  |  | 2009 | 2010 | 2011 | 2012 | 2013 | 2014 | 2015 | 2016 | 2017 | 2018 | 2019 | 2020 | 2021 | 2022 | 2023 | 2024 | 2025 | 2026 | 2027 | 2028 | 2029
Natural Gas Unit Price, US$/MMBTU, HHV |  |  | 6.3238 | 6.7222 | 7.1457 | 7.5958 | 8.0744 | 8.5831 | 9.1238 | 9.6986 | 10.3096 | 10.9591 | 11.6495 | 12.3835 | 13.1636 | 13.9929 | 14.8745 | 15.8116 | 16.8077 | 17.8666 | 18.9922 | 20.1887 | 21.4606
Total Power Generation kWh |  |  | 28000000 | 56000000 | 56000000 | 56000000 | 56000000 | 56000000 | 56000000 | 56000000 | 56000000 | 56000000 | 56000000 | 56000000 | 56000000 | 56000000 | 56000000 | 56000000 | 56000000 | 56000000 | 56000000 | 56000000 | 28000000
Steam Generation, kg |  |  | 74430000 | 148860000 | 148860000 | 148860000 | 148860000 | 148860000 | 148860000 | 148860000 | 148860000 | 148860000 | 148860000 | 148860000 | 148860000 | 148860000 | 148860000 | 148860000 | 148860000 | 148860000 | 148860000 | 148860000 | 74430000
Energy Cost without Project $US (1)+(2)+(3) |  |  | 3521909.0118 | 7641958.0877 | 7817831.8406 | 7989648.53 | 8157087.8487 | 8368339.8464 | 8592900.7199 | 8831608.9285 | 9085355.7543 | 9355088.63 | 9641814.677 | 9946604.4649 | 10270596.0094 | 10614999.0212 | 10981099.4228 | 11370264.1497 | 11783946.2543 | 12223690.3316 | 12691138.2857 | 13188035.461 | 6858118.5791
| (1) Total Electricity Cost US$ |  | 2163448.4254 | 4759586.5359 | 4759586.5359 | 4759586.5359 | 4759586.5359 | 4759586.5359 | 4759586.5359 | 4759586.5359 | 4759586.5359 | 4759586.5359 | 4759586.5359 | 4759586.5359 | 4759586.5359 | 4759586.5359 | 4759586.5359 | 4759586.5359 | 4759586.5359 | 4759586.5359 | 4759586.5359 | 4759586.5359 | 2379793.2679
| Off Peak Demand Charge US$ |  | 131377.3512 | 289030.1727 | 289030.1727 | 289030.1727 | 289030.1727 | 289030.1727 | 289030.1727 | 289030.1727 | 289030.1727 | 289030.1727 | 289030.1727 | 289030.1727 | 289030.1727 | 289030.1727 | 289030.1727 | 289030.1727 | 289030.1727 | 289030.1727 | 289030.1727 | 289030.1727 | 144515.0864
| On Peak Demand Charge US$ |  | 70209.9808 | 154461.9578 | 154461.9578 | 154461.9578 | 154461.9578 | 154461.9578 | 154461.9578 | 154461.9578 | 154461.9578 | 154461.9578 | 154461.9578 | 154461.9578 | 154461.9578 | 154461.9578 | 154461.9578 | 154461.9578 | 154461.9578 | 154461.9578 | 154461.9578 | 154461.9578 | 77230.9789
| Off Peak Usage Charge US$ |  | 1737932.7504 | 3823452.0509 | 3823452.0509 | 3823452.0509 | 3823452.0509 | 3823452.0509 | 3823452.0509 | 3823452.0509 | 3823452.0509 | 3823452.0509 | 3823452.0509 | 3823452.0509 | 3823452.0509 | 3823452.0509 | 3823452.0509 | 3823452.0509 | 3823452.0509 | 3823452.0509 | 3823452.0509 | 3823452.0509 | 1911726.0254
| On Peak Usage Charge US$ |  | 223928.3429 | 492642.3544 | 492642.3544 | 492642.3544 | 492642.3544 | 492642.3544 | 492642.3544 | 492642.3544 | 492642.3544 | 492642.3544 | 492642.3544 | 492642.3544 | 492642.3544 | 492642.3544 | 492642.3544 | 492642.3544 | 492642.3544 | 492642.3544 | 492642.3544 | 492642.3544 | 246321.1772
| (2) NG Cost of Existing Boiler, US$ |  | 1313098.2464 | 2791646.8718 | 2967520.6247 | 3154474.4241 | 3353206.3128 | 3564458.3105 | 3789019.1841 | 4027727.3927 | 4281474.2184 | 4551207.0942 | 4837933.1411 | 5142722.929 | 5466714.4735 | 5811117.4854 | 6177217.8869 | 6566382.6138 | 6980064.7185 | 7419808.7957 | 7887256.7499 | 8384153.9251 | 4456177.8112
| (3) Estimated Existing Boiler Cost (Equipment & Maintenance) US$ |  | 45362.34 | 90724.68 | 90724.68 | 75587.57 | 44295 | 44295 | 44295 | 44295 | 44295 | 44295 | 44295 | 44295 | 44295 | 44295 | 44295 | 44295 | 44295 | 44295 | 44295 | 44295 | 22147.5
Energy Cost with Project $US |  |  | 3372292.5581 | 7100762.3972 | 7514970.5705 | 7871882.3693 | 8251279.6114 | 8654578.8797 | 9083286.002 | 9539001.673 | 10023427.4312 | 10538372.0122 | 10713975.3283 | 10924063.9682 | 11542593.2804 | 12200089.9394 | 12899008.8878 | 13641959.7301 | 14431716.4753 | 15271227.8956 | 16163628.5353 | 17112250.4153 | 9021093.1417
| Natural gas Cost $US |  | 2506823.9249 | 5329507.6644 | 5665266.6472 | 6022178.446 | 6401575.6881 | 6804874.9564 | 7233582.0787 | 7689297.7497 | 8173723.5079 | 8688668.0889 | 9236054.1785 | 9817925.5917 | 10436454.904 | 11093951.563 | 11792870.5114 | 12535821.3536 | 13325578.0989 | 14165089.5192 | 15057490.1589 | 16006112.0389 | 8507248.5487
| Civil Cost $US |  | 20500 | 41000 | 41000 | 41000 | 41000 | 41000 | 41000 | 41000 | 41000 | 41000 | 20500 | 0 | 0 | 0 | 0 | 0 | 0 | 0 | 0 | 0 | 0
| Maintenance $US |  | 292098.5277 | 584197.0555 | 584197.0555 | 584197.0555 | 584197.0555 | 584197.0555 | 584197.0555 | 584197.0555 | 584197.0555 | 584197.0555 | 584197.0555 | 584197.0555 | 584197.0555 | 584197.0555 | 584197.0555 | 584197.0555 | 584197.0555 | 584197.0555 | 584197.0555 | 584197.0555 | 292098.5277
| Insurance $US |  | 0 | 0 | 78449.1904 | 78449.1904 | 78449.1904 | 78449.1904 | 78449.1904 | 78449.1904 | 78449.1904 | 78449.1904 | 78449.1904 | 78449.1904 | 78449.1904 | 78449.1904 | 78449.1904 | 78449.1904 | 78449.1904 | 78449.1904 | 78449.1904 | 78449.1904 | 0
| Equipment Cost $US |  | 410810.4776 | 821620.9552 | 821620.9552 | 821620.9552 | 821620.9552 | 821620.9552 | 821620.9552 | 821620.9552 | 821620.9552 | 821620.9552 | 410810.4776 | 0 | 0 | 0 | 0 | 0 | 0 | 0 | 0 | 0 | 0
| Interest $US |  | 168432.2958 | 336864.5916 | 336864.5916 | 336864.5916 | 336864.5916 | 336864.5916 | 336864.5916 | 336864.5916 | 336864.5916 | 336864.5916 | 168432.2958 | 0 | 0 | 0 | 0 | 0 | 0 | 0 | 0 | 0 | 0
| Electricity Back Up Charge $US |  | 201587.3321 | 443492.1305 | 443492.1305 | 443492.1305 | 443492.1305 | 443492.1305 | 443492.1305 | 443492.1305 | 443492.1305 | 443492.1305 | 443492.1305 | 443492.1305 | 443492.1305 | 443492.1305 | 443492.1305 | 443492.1305 | 443492.1305 | 443492.1305 | 443492.1305 | 443492.1305 | 221746.0653
| CER Benefit $US |  | 227960 | 455920 | 455920 | 455920 | 455920 | 455920 | 455920 | 455920 | 455920 | 455920 | 227960 | 0 | 0 | 0 | 0 | 0 | 0 | 0 | 0 | 0 | 0
Project Profit before Corpration Tax $US |  |  | 149616.4536 | 541195.6904 | 302861.2701 | 117766.1607 | -94191.7627 | -286239.0334 | -490385.2821 | -707392.7444 | -938071.6769 | -1183283.3821 | -1072160.6514 | -977459.5033 | -1271997.271 | -1585090.9182 | -1917909.465 | -2271695.5804 | -2647770.221 | -3047537.564 | -3472490.2495 | -3924214.9543 | -2162974.5625
Project Profit after Corpration Tax $US |  |  | 104731.5175 | 378836.9833 | 212002.8891 | 82436.3125 | -94191.7627 | -286239.0334 | -490385.2821 | -707392.7444 | -938071.6769 | -1183283.3821 | -1072160.6514 | -977459.5033 | -1271997.271 | -1585090.9182 | -1917909.465 | -2271695.5804 | -2647770.221 | -3047537.564 | -3472490.2495 | -3924214.9543 | -2162974.5625
|  | Initial | Profit (1st. year) | Profit (2nd. year) | Profit (3rd. year) | Profit (4th. year) | Profit (5th. year) | Profit (6th. year) | Profit (7th. year) | Profit (8th. year) | Profit (9th. year) | Profit (10th. year) | Profit (11th. year) | Profit (12th. year) | Profit (13th. year) | Profit (14th. year) | Profit (15th. year) | Profit (16th. year) | Profit (17th. year) | Profit (18th. year) | Profit (19th. year) | Profit (20th. year)
|  | -8216209.5523 | 1452635.5561 | 1453905.4831 | 1305705.1476 | 1152607.8217 | 968270.1488 | 770173.3892 | 559596.5336 | 335753.3362 | 97808.0173 | -258857.8566 | -735188.6906 | -1124728.3872 | -1428544.0946 | -1751500.1916 | -2094802.5227 | -2459732.9007 | -2847653.8925 | -3260013.9068 | -3698352.6019 | -4125082.0397
| 20 years IRR | #N/A | 2009: out of the range of excel function 'IRR'.
| NPV | -8100944.3743 | 2009: (8% discout rate is assumed)
Case :
Estimated Hike of Electricity Tariff in 2010 |  | 15%
Estimated Escalation of Natural Gas Price |  | 6.3%
(US$)
|  |  | 2009 | 2010 | 2011 | 2012 | 2013 | 2014 | 2015 | 2016 | 2017 | 2018 | 2019 | 2020 | 2021 | 2022 | 2023 | 2024 | 2025 | 2026 | 2027 | 2028 | 2029
Natural Gas Unit Price, US$/MMBTU, HHV |  |  | 6.3238 | 6.7222 | 7.1457 | 7.5958 | 8.0744 | 8.5831 | 9.1238 | 9.6986 | 10.3096 | 10.9591 | 11.6495 | 12.3835 | 13.1636 | 13.9929 | 14.8745 | 15.8116 | 16.8077 | 17.8666 | 18.9922 | 20.1887 | 21.4606
Total Power Generation kWh |  |  | 28000000 | 56000000 | 56000000 | 56000000 | 56000000 | 56000000 | 56000000 | 56000000 | 56000000 | 56000000 | 56000000 | 56000000 | 56000000 | 56000000 | 56000000 | 56000000 | 56000000 | 56000000 | 56000000 | 56000000 | 28000000
Steam Generation, kg |  |  | 74430000 | 148860000 | 148860000 | 148860000 | 148860000 | 148860000 | 148860000 | 148860000 | 148860000 | 148860000 | 148860000 | 148860000 | 148860000 | 148860000 | 148860000 | 148860000 | 148860000 | 148860000 | 148860000 | 148860000 | 74430000
Energy Cost without Project $US (1)+(2)+(3) |  |  | 3521909.0118 | 7858302.9302 | 8034176.6831 | 8205993.3725 | 8373432.6912 | 8584684.6889 | 8809245.5625 | 9047953.7711 | 9301700.5968 | 9571433.4726 | 9858159.5195 | 10162949.3074 | 10486940.8519 | 10831343.8638 | 11197444.2653 | 11586608.9922 | 12000291.0969 | 12440035.1742 | 12907483.1283 | 13404380.3035 | 6966291.0004
| (1) Total Electricity Cost US$ |  | 2163448.4254 | 4975931.3784 | 4975931.3784 | 4975931.3784 | 4975931.3784 | 4975931.3784 | 4975931.3784 | 4975931.3784 | 4975931.3784 | 4975931.3784 | 4975931.3784 | 4975931.3784 | 4975931.3784 | 4975931.3784 | 4975931.3784 | 4975931.3784 | 4975931.3784 | 4975931.3784 | 4975931.3784 | 4975931.3784 | 2487965.6892
| Off Peak Demand Charge US$ |  | 131377.3512 | 302167.9079 | 302167.9079 | 302167.9079 | 302167.9079 | 302167.9079 | 302167.9079 | 302167.9079 | 302167.9079 | 302167.9079 | 302167.9079 | 302167.9079 | 302167.9079 | 302167.9079 | 302167.9079 | 302167.9079 | 302167.9079 | 302167.9079 | 302167.9079 | 302167.9079 | 151083.9539
| On Peak Demand Charge US$ |  | 70209.9808 | 161482.9559 | 161482.9559 | 161482.9559 | 161482.9559 | 161482.9559 | 161482.9559 | 161482.9559 | 161482.9559 | 161482.9559 | 161482.9559 | 161482.9559 | 161482.9559 | 161482.9559 | 161482.9559 | 161482.9559 | 161482.9559 | 161482.9559 | 161482.9559 | 161482.9559 | 80741.4779
| Off Peak Usage Charge US$ |  | 1737932.7504 | 3997245.3259 | 3997245.3259 | 3997245.3259 | 3997245.3259 | 3997245.3259 | 3997245.3259 | 3997245.3259 | 3997245.3259 | 3997245.3259 | 3997245.3259 | 3997245.3259 | 3997245.3259 | 3997245.3259 | 3997245.3259 | 3997245.3259 | 3997245.3259 | 3997245.3259 | 3997245.3259 | 3997245.3259 | 1998622.663
| On Peak Usage Charge US$ |  | 223928.3429 | 515035.1887 | 515035.1887 | 515035.1887 | 515035.1887 | 515035.1887 | 515035.1887 | 515035.1887 | 515035.1887 | 515035.1887 | 515035.1887 | 515035.1887 | 515035.1887 | 515035.1887 | 515035.1887 | 515035.1887 | 515035.1887 | 515035.1887 | 515035.1887 | 515035.1887 | 257517.5944
| (2) NG Cost of Existing Boiler, US$ |  | 1313098.2464 | 2791646.8718 | 2967520.6247 | 3154474.4241 | 3353206.3128 | 3564458.3105 | 3789019.1841 | 4027727.3927 | 4281474.2184 | 4551207.0942 | 4837933.1411 | 5142722.929 | 5466714.4735 | 5811117.4854 | 6177217.8869 | 6566382.6138 | 6980064.7185 | 7419808.7957 | 7887256.7499 | 8384153.9251 | 4456177.8112
| (3) Estimated Existing Boiler Cost (Equipment & Maintenance) US$ |  | 45362.34 | 90724.68 | 90724.68 | 75587.57 | 44295 | 44295 | 44295 | 44295 | 44295 | 44295 | 44295 | 44295 | 44295 | 44295 | 44295 | 44295 | 44295 | 44295 | 44295 | 44295 | 22147.5
Energy Cost with Project $US |  |  | 3372292.5581 | 7120921.1304 | 7535129.3037 | 7892041.1025 | 8271438.3446 | 8674737.6129 | 9103444.7352 | 9559160.4062 | 10043586.1644 | 10558530.7454 | 10734134.0615 | 10944222.7014 | 11562752.0136 | 12220248.6726 | 12919167.6211 | 13662118.4633 | 14451875.2086 | 15291386.6288 | 16183787.2685 | 17132409.1485 | 9031172.5083
| Natural gas Cost $US |  | 2506823.9249 | 5329507.6644 | 5665266.6472 | 6022178.446 | 6401575.6881 | 6804874.9564 | 7233582.0787 | 7689297.7497 | 8173723.5079 | 8688668.0889 | 9236054.1785 | 9817925.5917 | 10436454.904 | 11093951.563 | 11792870.5114 | 12535821.3536 | 13325578.0989 | 14165089.5192 | 15057490.1589 | 16006112.0389 | 8507248.5487
| Civil Cost $US |  | 20500 | 41000 | 41000 | 41000 | 41000 | 41000 | 41000 | 41000 | 41000 | 41000 | 20500 | 0 | 0 | 0 | 0 | 0 | 0 | 0 | 0 | 0 | 0
| Maintenance $US |  | 292098.5277 | 584197.0555 | 584197.0555 | 584197.0555 | 584197.0555 | 584197.0555 | 584197.0555 | 584197.0555 | 584197.0555 | 584197.0555 | 584197.0555 | 584197.0555 | 584197.0555 | 584197.0555 | 584197.0555 | 584197.0555 | 584197.0555 | 584197.0555 | 584197.0555 | 584197.0555 | 292098.5277
| Insurance $US |  | 0 | 0 | 78449.1904 | 78449.1904 | 78449.1904 | 78449.1904 | 78449.1904 | 78449.1904 | 78449.1904 | 78449.1904 | 78449.1904 | 78449.1904 | 78449.1904 | 78449.1904 | 78449.1904 | 78449.1904 | 78449.1904 | 78449.1904 | 78449.1904 | 78449.1904 | 0
| Equipment Cost $US |  | 410810.4776 | 821620.9552 | 821620.9552 | 821620.9552 | 821620.9552 | 821620.9552 | 821620.9552 | 821620.9552 | 821620.9552 | 821620.9552 | 410810.4776 | 0 | 0 | 0 | 0 | 0 | 0 | 0 | 0 | 0 | 0
| Interest $US |  | 168432.2958 | 336864.5916 | 336864.5916 | 336864.5916 | 336864.5916 | 336864.5916 | 336864.5916 | 336864.5916 | 336864.5916 | 336864.5916 | 168432.2958 | 0 | 0 | 0 | 0 | 0 | 0 | 0 | 0 | 0 | 0
| Electricity Back Up Charge $US |  | 201587.3321 | 463650.8637 | 463650.8637 | 463650.8637 | 463650.8637 | 463650.8637 | 463650.8637 | 463650.8637 | 463650.8637 | 463650.8637 | 463650.8637 | 463650.8637 | 463650.8637 | 463650.8637 | 463650.8637 | 463650.8637 | 463650.8637 | 463650.8637 | 463650.8637 | 463650.8637 | 231825.4319
| CER Benefit $US |  | 227960 | 455920 | 455920 | 455920 | 455920 | 455920 | 455920 | 455920 | 455920 | 455920 | 227960 | 0 | 0 | 0 | 0 | 0 | 0 | 0 | 0 | 0 | 0
Project Profit before Corpration Tax $US |  |  | 149616.4536 | 737381.7998 | 499047.3794 | 313952.27 | 101994.3466 | -90052.924 | -294199.1727 | -511206.6351 | -741885.5676 | -987097.2728 | -875974.542 | -781273.394 | -1075811.1617 | -1388904.8088 | -1721723.3557 | -2075509.4711 | -2451584.1117 | -2851351.4546 | -3276304.1402 | -3728028.845 | -2064881.5079
Project Profit after Corpration Tax $US |  |  | 104731.5175 | 516167.2598 | 349333.1656 | 219766.589 | 71396.0426 | -90052.924 | -294199.1727 | -511206.6351 | -741885.5676 | -987097.2728 | -875974.542 | -781273.394 | -1075811.1617 | -1388904.8088 | -1721723.3557 | -2075509.4711 | -2451584.1117 | -2851351.4546 | -3276304.1402 | -3728028.845 | -2064881.5079
|  | Initial | Profit (1st. year) | Profit (2nd. year) | Profit (3rd. year) | Profit (4th. year) | Profit (5th. year) | Profit (6th. year) | Profit (7th. year) | Profit (8th. year) | Profit (9th. year) | Profit (10th. year) | Profit (11th. year) | Profit (12th. year) | Profit (13th. year) | Profit (14th. year) | Profit (15th. year) | Profit (16th. year) | Profit (17th. year) | Profit (18th. year) | Profit (19th. year) | Profit (20th. year)
|  | -8216209.5523 | 1521300.6943 | 1591235.7596 | 1443035.4242 | 1304066.8627 | 1149157.1062 | 966359.4985 | 755782.643 | 531939.4455 | 293994.1267 | -62671.7473 | -539002.5813 | -928542.2778 | -1232357.9853 | -1555314.0823 | -1898616.4134 | -2263546.7914 | -2651467.7832 | -3063827.7974 | -3502166.4926 | -3928895.9303
| 20 years IRR | #N/A | 2009: out of the range of excel function 'IRR'.
| NPV | -6556833.2231 | 2009: (8% discout rate is assumed)
Case :
Estimated Hike of Electricity Tariff in 2010 |  | 0%
Estimated Escalation of Natural Gas Price |  | 10%
(US$)
|  |  | 2009 | 2010 | 2011 | 2012 | 2013 | 2014 | 2015 | 2016 | 2017 | 2018 | 2019 | 2020 | 2021 | 2022 | 2023 | 2024 | 2025 | 2026 | 2027 | 2028 | 2029
Natural Gas Unit Price, US$/MMBTU, HHV |  |  | 6.7717 | 7.4488 | 8.1937 | 9.0131 | 9.9144 | 10.9058 | 11.9964 | 13.196 | 14.5156 | 15.9672 | 17.5639 | 19.3203 | 21.2524 | 23.3776 | 25.7154 | 28.2869 | 31.1156 | 34.2271 | 37.6499 | 41.4148 | 45.5563
Total Power Generation kWh |  |  | 28000000 | 56000000 | 56000000 | 56000000 | 56000000 | 56000000 | 56000000 | 56000000 | 56000000 | 56000000 | 56000000 | 56000000 | 56000000 | 56000000 | 56000000 | 56000000 | 56000000 | 56000000 | 56000000 | 56000000 | 28000000
Steam Generation, kg |  |  | 74430000 | 148860000 | 148860000 | 148860000 | 148860000 | 148860000 | 148860000 | 148860000 | 148860000 | 148860000 | 148860000 | 148860000 | 148860000 | 148860000 | 148860000 | 148860000 | 148860000 | 148860000 | 148860000 | 148860000 | 74430000
Energy Cost without Project $US (1)+(2)+(3) |  |  | 3614910.2939 | 7511040.4935 | 7820382.3898 | 8145521.3657 | 8488532.4901 | 8900266.5541 | 9353174.0244 | 9851372.2418 | 10399390.2809 | 11002210.1239 | 11665311.9512 | 12394723.9612 | 13197077.1723 | 14079665.7044 | 15050513.0898 | 16118445.2137 | 17293170.55 | 18585368.4199 | 20006786.0768 | 21570345.4994 | 11645130.4321
| (1) Total Electricity Cost US$ |  | 2163448.4254 | 4326896.8508 | 4326896.8508 | 4326896.8508 | 4326896.8508 | 4326896.8508 | 4326896.8508 | 4326896.8508 | 4326896.8508 | 4326896.8508 | 4326896.8508 | 4326896.8508 | 4326896.8508 | 4326896.8508 | 4326896.8508 | 4326896.8508 | 4326896.8508 | 4326896.8508 | 4326896.8508 | 4326896.8508 | 2163448.4254
| Off Peak Demand Charge US$ |  | 131377.3512 | 262754.7025 | 262754.7025 | 262754.7025 | 262754.7025 | 262754.7025 | 262754.7025 | 262754.7025 | 262754.7025 | 262754.7025 | 262754.7025 | 262754.7025 | 262754.7025 | 262754.7025 | 262754.7025 | 262754.7025 | 262754.7025 | 262754.7025 | 262754.7025 | 262754.7025 | 131377.3512
| On Peak Demand Charge US$ |  | 70209.9808 | 140419.9616 | 140419.9616 | 140419.9616 | 140419.9616 | 140419.9616 | 140419.9616 | 140419.9616 | 140419.9616 | 140419.9616 | 140419.9616 | 140419.9616 | 140419.9616 | 140419.9616 | 140419.9616 | 140419.9616 | 140419.9616 | 140419.9616 | 140419.9616 | 140419.9616 | 70209.9808
| Off Peak Usage Charge US$ |  | 1737932.7504 | 3475865.5008 | 3475865.5008 | 3475865.5008 | 3475865.5008 | 3475865.5008 | 3475865.5008 | 3475865.5008 | 3475865.5008 | 3475865.5008 | 3475865.5008 | 3475865.5008 | 3475865.5008 | 3475865.5008 | 3475865.5008 | 3475865.5008 | 3475865.5008 | 3475865.5008 | 3475865.5008 | 3475865.5008 | 1737932.7504
| On Peak Usage Charge US$ |  | 223928.3429 | 447856.6859 | 447856.6859 | 447856.6859 | 447856.6859 | 447856.6859 | 447856.6859 | 447856.6859 | 447856.6859 | 447856.6859 | 447856.6859 | 447856.6859 | 447856.6859 | 447856.6859 | 447856.6859 | 447856.6859 | 447856.6859 | 447856.6859 | 447856.6859 | 447856.6859 | 223928.3429
| (2) NG Cost of Existing Boiler, US$ |  | 1406099.5285 | 3093418.9627 | 3402760.859 | 3743036.9449 | 4117340.6394 | 4529074.7033 | 4981982.1736 | 5480180.391 | 6028198.4301 | 6631018.2731 | 7294120.1004 | 8023532.1105 | 8825885.3215 | 9708473.8536 | 10679321.239 | 11747253.3629 | 12921978.6992 | 14214176.5691 | 15635594.226 | 17199153.6486 | 9459534.5068
| (3) Estimated Existing Boiler Cost (Equipment & Maintenance) US$ |  | 45362.34 | 90724.68 | 90724.68 | 75587.57 | 44295 | 44295 | 44295 | 44295 | 44295 | 44295 | 44295 | 44295 | 44295 | 44295 | 44295 | 44295 | 44295 | 44295 | 44295 | 44295 | 22147.5
Energy Cost with Project $US |  |  | 3549840.4604 | 7636555.2862 | 8305566.2786 | 8955184.2607 | 9669764.0411 | 10455801.7995 | 11320443.3338 | 12271549.0215 | 13317765.278 | 14468603.1601 | 15362742.057 | 16383473.1209 | 17915238.342 | 19600180.0852 | 21453616.0027 | 23492395.5119 | 25735052.9721 | 28201976.1783 | 30915591.7052 | 33900568.7847 | 18552797.1909
| Natural gas Cost $US |  | 2684371.8271 | 5905618.0197 | 6496179.8217 | 7145797.8039 | 7860377.5842 | 8646415.3427 | 9511056.8769 | 10462162.5646 | 11508378.8211 | 12659216.7032 | 13925138.3735 | 15317652.2109 | 16849417.432 | 18534359.1751 | 20387795.0927 | 22426574.6019 | 24669232.0621 | 27136155.2683 | 29849770.7952 | 32834747.8747 | 18059111.3311
| Civil Cost $US |  | 20500 | 41000 | 41000 | 41000 | 41000 | 41000 | 41000 | 41000 | 41000 | 41000 | 20500 | 0 | 0 | 0 | 0 | 0 | 0 | 0 | 0 | 0 | 0
| Maintenance $US |  | 292098.5277 | 584197.0555 | 584197.0555 | 584197.0555 | 584197.0555 | 584197.0555 | 584197.0555 | 584197.0555 | 584197.0555 | 584197.0555 | 584197.0555 | 584197.0555 | 584197.0555 | 584197.0555 | 584197.0555 | 584197.0555 | 584197.0555 | 584197.0555 | 584197.0555 | 584197.0555 | 292098.5277
| Insurance $US |  | 0 | 0 | 78449.1904 | 78449.1904 | 78449.1904 | 78449.1904 | 78449.1904 | 78449.1904 | 78449.1904 | 78449.1904 | 78449.1904 | 78449.1904 | 78449.1904 | 78449.1904 | 78449.1904 | 78449.1904 | 78449.1904 | 78449.1904 | 78449.1904 | 78449.1904 | 0
| Equipment Cost $US |  | 410810.4776 | 821620.9552 | 821620.9552 | 821620.9552 | 821620.9552 | 821620.9552 | 821620.9552 | 821620.9552 | 821620.9552 | 821620.9552 | 410810.4776 | 0 | 0 | 0 | 0 | 0 | 0 | 0 | 0 | 0 | 0
| Interest $US |  | 168432.2958 | 336864.5916 | 336864.5916 | 336864.5916 | 336864.5916 | 336864.5916 | 336864.5916 | 336864.5916 | 336864.5916 | 336864.5916 | 168432.2958 | 0 | 0 | 0 | 0 | 0 | 0 | 0 | 0 | 0 | 0
| Electricity Back Up Charge $US |  | 201587.3321 | 403174.6641 | 403174.6641 | 403174.6641 | 403174.6641 | 403174.6641 | 403174.6641 | 403174.6641 | 403174.6641 | 403174.6641 | 403174.6641 | 403174.6641 | 403174.6641 | 403174.6641 | 403174.6641 | 403174.6641 | 403174.6641 | 403174.6641 | 403174.6641 | 403174.6641 | 201587.3321
| CER Benefit $US |  | 227960 | 455920 | 455920 | 455920 | 455920 | 455920 | 455920 | 455920 | 455920 | 455920 | 227960 | 0 | 0 | 0 | 0 | 0 | 0 | 0 | 0 | 0 | 0
Project Profit before Corpration Tax $US |  |  | 65069.8335 | -125514.7927 | -485183.8888 | -809662.8951 | -1181231.551 | -1555535.2455 | -1967269.3094 | -2420176.7797 | -2918374.9971 | -3466393.0362 | -3697430.1058 | -3988749.1596 | -4718161.1697 | -5520514.3807 | -6403102.9129 | -7373950.2982 | -8441882.4221 | -9616607.7584 | -10908805.6284 | -12330223.2853 | -6907666.7587
Project Profit after Corpration Tax $US |  |  | 45548.8835 | -125514.7927 | -485183.8888 | -809662.8951 | -1181231.551 | -1555535.2455 | -1967269.3094 | -2420176.7797 | -2918374.9971 | -3466393.0362 | -3697430.1058 | -3988749.1596 | -4718161.1697 | -5520514.3807 | -6403102.9129 | -7373950.2982 | -8441882.4221 | -9616607.7584 | -10908805.6284 | -12330223.2853 | -6907666.7587
|  | Initial | Profit (1st. year) | Profit (2nd. year) | Profit (3rd. year) | Profit (4th. year) | Profit (5th. year) | Profit (6th. year) | Profit (7th. year) | Profit (8th. year) | Profit (9th. year) | Profit (10th. year) | Profit (11th. year) | Profit (12th. year) | Profit (13th. year) | Profit (14th. year) | Profit (15th. year) | Profit (16th. year) | Profit (17th. year) | Profit (18th. year) | Profit (19th. year) | Profit (20th. year)
|  | -8216209.5523 | 1141277.034 | 853136.2061 | 511062.1549 | 163038.3238 | -209897.8514 | -602916.7306 | -1035237.4977 | -1510790.3415 | -2033898.4698 | -2713047.4108 | -3553468.246 | -4353455.1647 | -5119337.7752 | -5961808.6468 | -6888526.6056 | -7907916.3602 | -9029245.0903 | -10262706.6934 | -11619514.4568 | -13072778.4014
| 20 years IRR | #N/A | 2009: out of the range of excel function 'IRR'.
| NPV | -29879773.7658 | 2009: (8% discout rate is assumed)
Case :
Estimated Hike of Electricity Tariff in 2010 |  | 10%
Estimated Escalation of Natural Gas Price |  | 10%
(US$)
|  |  | 2009 | 2010 | 2011 | 2012 | 2013 | 2014 | 2015 | 2016 | 2017 | 2018 | 2019 | 2020 | 2021 | 2022 | 2023 | 2024 | 2025 | 2026 | 2027 | 2028 | 2029
Natural Gas Unit Price, US$/MMBTU, HHV |  |  | 6.7717 | 7.4488 | 8.1937 | 9.0131 | 9.9144 | 10.9058 | 11.9964 | 13.196 | 14.5156 | 15.9672 | 17.5639 | 19.3203 | 21.2524 | 23.3776 | 25.7154 | 28.2869 | 31.1156 | 34.2271 | 37.6499 | 41.4148 | 45.5563
Total Power Generation kWh |  |  | 28000000 | 56000000 | 56000000 | 56000000 | 56000000 | 56000000 | 56000000 | 56000000 | 56000000 | 56000000 | 56000000 | 56000000 | 56000000 | 56000000 | 56000000 | 56000000 | 56000000 | 56000000 | 56000000 | 56000000 | 28000000
Steam Generation, kg |  |  | 74430000 | 148860000 | 148860000 | 148860000 | 148860000 | 148860000 | 148860000 | 148860000 | 148860000 | 148860000 | 148860000 | 148860000 | 148860000 | 148860000 | 148860000 | 148860000 | 148860000 | 148860000 | 148860000 | 148860000 | 74430000
Energy Cost without Project $US (1)+(2)+(3) |  |  | 3614910.2939 | 7943730.1786 | 8253072.0748 | 8578211.0507 | 8921222.1752 | 9332956.2392 | 9785863.7095 | 10284061.9269 | 10832079.966 | 11434899.809 | 12098001.6363 | 12827413.6463 | 13629766.8574 | 14512355.3895 | 15483202.7749 | 16551134.8988 | 17725860.2351 | 19018058.105 | 20439475.7619 | 22003035.1845 | 11861475.2747
| (1) Total Electricity Cost US$ |  | 2163448.4254 | 4759586.5359 | 4759586.5359 | 4759586.5359 | 4759586.5359 | 4759586.5359 | 4759586.5359 | 4759586.5359 | 4759586.5359 | 4759586.5359 | 4759586.5359 | 4759586.5359 | 4759586.5359 | 4759586.5359 | 4759586.5359 | 4759586.5359 | 4759586.5359 | 4759586.5359 | 4759586.5359 | 4759586.5359 | 2379793.2679
| Off Peak Demand Charge US$ |  | 131377.3512 | 289030.1727 | 289030.1727 | 289030.1727 | 289030.1727 | 289030.1727 | 289030.1727 | 289030.1727 | 289030.1727 | 289030.1727 | 289030.1727 | 289030.1727 | 289030.1727 | 289030.1727 | 289030.1727 | 289030.1727 | 289030.1727 | 289030.1727 | 289030.1727 | 289030.1727 | 144515.0864
| On Peak Demand Charge US$ |  | 70209.9808 | 154461.9578 | 154461.9578 | 154461.9578 | 154461.9578 | 154461.9578 | 154461.9578 | 154461.9578 | 154461.9578 | 154461.9578 | 154461.9578 | 154461.9578 | 154461.9578 | 154461.9578 | 154461.9578 | 154461.9578 | 154461.9578 | 154461.9578 | 154461.9578 | 154461.9578 | 77230.9789
| Off Peak Usage Charge US$ |  | 1737932.7504 | 3823452.0509 | 3823452.0509 | 3823452.0509 | 3823452.0509 | 3823452.0509 | 3823452.0509 | 3823452.0509 | 3823452.0509 | 3823452.0509 | 3823452.0509 | 3823452.0509 | 3823452.0509 | 3823452.0509 | 3823452.0509 | 3823452.0509 | 3823452.0509 | 3823452.0509 | 3823452.0509 | 3823452.0509 | 1911726.0254
| On Peak Usage Charge US$ |  | 223928.3429 | 492642.3544 | 492642.3544 | 492642.3544 | 492642.3544 | 492642.3544 | 492642.3544 | 492642.3544 | 492642.3544 | 492642.3544 | 492642.3544 | 492642.3544 | 492642.3544 | 492642.3544 | 492642.3544 | 492642.3544 | 492642.3544 | 492642.3544 | 492642.3544 | 492642.3544 | 246321.1772
| (2) NG Cost of Existing Boiler, US$ |  | 1406099.5285 | 3093418.9627 | 3402760.859 | 3743036.9449 | 4117340.6394 | 4529074.7033 | 4981982.1736 | 5480180.391 | 6028198.4301 | 6631018.2731 | 7294120.1004 | 8023532.1105 | 8825885.3215 | 9708473.8536 | 10679321.239 | 11747253.3629 | 12921978.6992 | 14214176.5691 | 15635594.226 | 17199153.6486 | 9459534.5068
| (3) Estimated Existing Boiler Cost (Equipment & Maintenance) US$ |  | 45362.34 | 90724.68 | 90724.68 | 75587.57 | 44295 | 44295 | 44295 | 44295 | 44295 | 44295 | 44295 | 44295 | 44295 | 44295 | 44295 | 44295 | 44295 | 44295 | 44295 | 44295 | 22147.5
Energy Cost with Project $US |  |  | 3549840.4604 | 7676872.7526 | 8345883.745 | 8995501.7272 | 9710081.5075 | 10496119.266 | 11360760.8002 | 12311866.4879 | 13358082.7444 | 14508920.6265 | 15403059.5234 | 16423790.5873 | 17955555.8084 | 19640497.5516 | 21493933.4691 | 23532712.9784 | 25775370.4385 | 28242293.6448 | 30955909.1716 | 33940886.2511 | 18572955.9241
| Natural gas Cost $US |  | 2684371.8271 | 5905618.0197 | 6496179.8217 | 7145797.8039 | 7860377.5842 | 8646415.3427 | 9511056.8769 | 10462162.5646 | 11508378.8211 | 12659216.7032 | 13925138.3735 | 15317652.2109 | 16849417.432 | 18534359.1751 | 20387795.0927 | 22426574.6019 | 24669232.0621 | 27136155.2683 | 29849770.7952 | 32834747.8747 | 18059111.3311
| Civil Cost $US |  | 20500 | 41000 | 41000 | 41000 | 41000 | 41000 | 41000 | 41000 | 41000 | 41000 | 20500 | 0 | 0 | 0 | 0 | 0 | 0 | 0 | 0 | 0 | 0
| Maintenance $US |  | 292098.5277 | 584197.0555 | 584197.0555 | 584197.0555 | 584197.0555 | 584197.0555 | 584197.0555 | 584197.0555 | 584197.0555 | 584197.0555 | 584197.0555 | 584197.0555 | 584197.0555 | 584197.0555 | 584197.0555 | 584197.0555 | 584197.0555 | 584197.0555 | 584197.0555 | 584197.0555 | 292098.5277
| Insurance $US |  | 0 | 0 | 78449.1904 | 78449.1904 | 78449.1904 | 78449.1904 | 78449.1904 | 78449.1904 | 78449.1904 | 78449.1904 | 78449.1904 | 78449.1904 | 78449.1904 | 78449.1904 | 78449.1904 | 78449.1904 | 78449.1904 | 78449.1904 | 78449.1904 | 78449.1904 | 0
| Equipment Cost $US |  | 410810.4776 | 821620.9552 | 821620.9552 | 821620.9552 | 821620.9552 | 821620.9552 | 821620.9552 | 821620.9552 | 821620.9552 | 821620.9552 | 410810.4776 | 0 | 0 | 0 | 0 | 0 | 0 | 0 | 0 | 0 | 0
| Interest $US |  | 168432.2958 | 336864.5916 | 336864.5916 | 336864.5916 | 336864.5916 | 336864.5916 | 336864.5916 | 336864.5916 | 336864.5916 | 336864.5916 | 168432.2958 | 0 | 0 | 0 | 0 | 0 | 0 | 0 | 0 | 0 | 0
| Electricity Back Up Charge $US |  | 201587.3321 | 443492.1305 | 443492.1305 | 443492.1305 | 443492.1305 | 443492.1305 | 443492.1305 | 443492.1305 | 443492.1305 | 443492.1305 | 443492.1305 | 443492.1305 | 443492.1305 | 443492.1305 | 443492.1305 | 443492.1305 | 443492.1305 | 443492.1305 | 443492.1305 | 443492.1305 | 221746.0653
| CER Benefit $US |  | 227960 | 455920 | 455920 | 455920 | 455920 | 455920 | 455920 | 455920 | 455920 | 455920 | 227960 | 0 | 0 | 0 | 0 | 0 | 0 | 0 | 0 | 0 | 0
Project Profit before Corpration Tax $US |  |  | 65069.8335 | 266857.426 | -92811.6701 | -417290.6764 | -788859.3323 | -1163163.0268 | -1574897.0907 | -2027804.5611 | -2526002.7784 | -3074020.8175 | -3305057.8871 | -3596376.941 | -4325788.951 | -5128142.1621 | -6010730.6942 | -6981578.0796 | -8049510.2035 | -9224235.5398 | -10516433.4097 | -11937851.0666 | -6711480.6494
Project Profit after Corpration Tax $US |  |  | 45548.8835 | 186800.1982 | -92811.6701 | -417290.6764 | -788859.3323 | -1163163.0268 | -1574897.0907 | -2027804.5611 | -2526002.7784 | -3074020.8175 | -3305057.8871 | -3596376.941 | -4325788.951 | -5128142.1621 | -6010730.6942 | -6981578.0796 | -8049510.2035 | -9224235.5398 | -10516433.4097 | -11937851.0666 | -6711480.6494
|  | Initial | Profit (1st. year) | Profit (2nd. year) | Profit (3rd. year) | Profit (4th. year) | Profit (5th. year) | Profit (6th. year) | Profit (7th. year) | Profit (8th. year) | Profit (9th. year) | Profit (10th. year) | Profit (11th. year) | Profit (12th. year) | Profit (13th. year) | Profit (14th. year) | Profit (15th. year) | Profit (16th. year) | Profit (17th. year) | Profit (18th. year) | Profit (19th. year) | Profit (20th. year)
|  | -8216209.5523 | 1297434.5294 | 1205479.8109 | 903434.3736 | 555410.5425 | 182474.3673 | -210544.5119 | -642865.279 | -1118418.1229 | -1641526.2511 | -2320675.1922 | -3161096.0273 | -3961082.946 | -4726965.5565 | -5569436.4281 | -6496154.3869 | -7515544.1415 | -8636872.8716 | -9870334.4747 | -11227142.2381 | -12680406.1827
| 20 years IRR | #N/A | 2009: out of the range of excel function 'IRR'.
| NPV | -26547058.1542 | 2009: (8% discout rate is assumed)
Case :
Estimated Hike of Electricity Tariff in 2010 |  | 15%
Estimated Escalation of Natural Gas Price |  | 10%
(US$)
|  |  | 2009 | 2010 | 2011 | 2012 | 2013 | 2014 | 2015 | 2016 | 2017 | 2018 | 2019 | 2020 | 2021 | 2022 | 2023 | 2024 | 2025 | 2026 | 2027 | 2028 | 2029
Natural Gas Unit Price, US$/MMBTU, HHV |  |  | 6.7717 | 7.4488 | 8.1937 | 9.0131 | 9.9144 | 10.9058 | 11.9964 | 13.196 | 14.5156 | 15.9672 | 17.5639 | 19.3203 | 21.2524 | 23.3776 | 25.7154 | 28.2869 | 31.1156 | 34.2271 | 37.6499 | 41.4148 | 45.5563
Total Power Generation kWh |  |  | 28000000 | 56000000 | 56000000 | 56000000 | 56000000 | 56000000 | 56000000 | 56000000 | 56000000 | 56000000 | 56000000 | 56000000 | 56000000 | 56000000 | 56000000 | 56000000 | 56000000 | 56000000 | 56000000 | 56000000 | 28000000
Steam Generation, kg |  |  | 74430000 | 148860000 | 148860000 | 148860000 | 148860000 | 148860000 | 148860000 | 148860000 | 148860000 | 148860000 | 148860000 | 148860000 | 148860000 | 148860000 | 148860000 | 148860000 | 148860000 | 148860000 | 148860000 | 148860000 | 74430000
Energy Cost without Project $US (1)+(2)+(3) |  |  | 3614910.2939 | 8160075.0211 | 8469416.9174 | 8794555.8933 | 9137567.0178 | 9549301.0817 | 10002208.552 | 10500406.7694 | 11048424.8085 | 11651244.6515 | 12314346.4788 | 13043758.4889 | 13846111.6999 | 14728700.2321 | 15699547.6174 | 16767479.7413 | 17942205.0776 | 19234402.9475 | 20655820.6044 | 22219380.027 | 11969647.696
| (1) Total Electricity Cost US$ |  | 2163448.4254 | 4975931.3784 | 4975931.3784 | 4975931.3784 | 4975931.3784 | 4975931.3784 | 4975931.3784 | 4975931.3784 | 4975931.3784 | 4975931.3784 | 4975931.3784 | 4975931.3784 | 4975931.3784 | 4975931.3784 | 4975931.3784 | 4975931.3784 | 4975931.3784 | 4975931.3784 | 4975931.3784 | 4975931.3784 | 2487965.6892
| Off Peak Demand Charge US$ |  | 131377.3512 | 302167.9079 | 302167.9079 | 302167.9079 | 302167.9079 | 302167.9079 | 302167.9079 | 302167.9079 | 302167.9079 | 302167.9079 | 302167.9079 | 302167.9079 | 302167.9079 | 302167.9079 | 302167.9079 | 302167.9079 | 302167.9079 | 302167.9079 | 302167.9079 | 302167.9079 | 151083.9539
| On Peak Demand Charge US$ |  | 70209.9808 | 161482.9559 | 161482.9559 | 161482.9559 | 161482.9559 | 161482.9559 | 161482.9559 | 161482.9559 | 161482.9559 | 161482.9559 | 161482.9559 | 161482.9559 | 161482.9559 | 161482.9559 | 161482.9559 | 161482.9559 | 161482.9559 | 161482.9559 | 161482.9559 | 161482.9559 | 80741.4779
| Off Peak Usage Charge US$ |  | 1737932.7504 | 3997245.3259 | 3997245.3259 | 3997245.3259 | 3997245.3259 | 3997245.3259 | 3997245.3259 | 3997245.3259 | 3997245.3259 | 3997245.3259 | 3997245.3259 | 3997245.3259 | 3997245.3259 | 3997245.3259 | 3997245.3259 | 3997245.3259 | 3997245.3259 | 3997245.3259 | 3997245.3259 | 3997245.3259 | 1998622.663
| On Peak Usage Charge US$ |  | 223928.3429 | 515035.1887 | 515035.1887 | 515035.1887 | 515035.1887 | 515035.1887 | 515035.1887 | 515035.1887 | 515035.1887 | 515035.1887 | 515035.1887 | 515035.1887 | 515035.1887 | 515035.1887 | 515035.1887 | 515035.1887 | 515035.1887 | 515035.1887 | 515035.1887 | 515035.1887 | 257517.5944
| (2) NG Cost of Existing Boiler, US$ |  | 1406099.5285 | 3093418.9627 | 3402760.859 | 3743036.9449 | 4117340.6394 | 4529074.7033 | 4981982.1736 | 5480180.391 | 6028198.4301 | 6631018.2731 | 7294120.1004 | 8023532.1105 | 8825885.3215 | 9708473.8536 | 10679321.239 | 11747253.3629 | 12921978.6992 | 14214176.5691 | 15635594.226 | 17199153.6486 | 9459534.5068
| (3) Estimated Existing Boiler Cost (Equipment & Maintenance) US$ |  | 45362.34 | 90724.68 | 90724.68 | 75587.57 | 44295 | 44295 | 44295 | 44295 | 44295 | 44295 | 44295 | 44295 | 44295 | 44295 | 44295 | 44295 | 44295 | 44295 | 44295 | 44295 | 22147.5
Energy Cost with Project $US |  |  | 3549840.4604 | 7697031.4858 | 8366042.4782 | 9015660.4604 | 9730240.2407 | 10516277.9992 | 11380919.5334 | 12332025.2211 | 13378241.4776 | 14529079.3597 | 15423218.2566 | 16443949.3205 | 17975714.5416 | 19660656.2848 | 21514092.2023 | 23552871.7116 | 25795529.1718 | 28262452.378 | 30976067.9048 | 33961044.9843 | 18583035.2907
| Natural gas Cost $US |  | 2684371.8271 | 5905618.0197 | 6496179.8217 | 7145797.8039 | 7860377.5842 | 8646415.3427 | 9511056.8769 | 10462162.5646 | 11508378.8211 | 12659216.7032 | 13925138.3735 | 15317652.2109 | 16849417.432 | 18534359.1751 | 20387795.0927 | 22426574.6019 | 24669232.0621 | 27136155.2683 | 29849770.7952 | 32834747.8747 | 18059111.3311
| Civil Cost $US |  | 20500 | 41000 | 41000 | 41000 | 41000 | 41000 | 41000 | 41000 | 41000 | 41000 | 20500 | 0 | 0 | 0 | 0 | 0 | 0 | 0 | 0 | 0 | 0
| Maintenance $US |  | 292098.5277 | 584197.0555 | 584197.0555 | 584197.0555 | 584197.0555 | 584197.0555 | 584197.0555 | 584197.0555 | 584197.0555 | 584197.0555 | 584197.0555 | 584197.0555 | 584197.0555 | 584197.0555 | 584197.0555 | 584197.0555 | 584197.0555 | 584197.0555 | 584197.0555 | 584197.0555 | 292098.5277
| Insurance $US |  | 0 | 0 | 78449.1904 | 78449.1904 | 78449.1904 | 78449.1904 | 78449.1904 | 78449.1904 | 78449.1904 | 78449.1904 | 78449.1904 | 78449.1904 | 78449.1904 | 78449.1904 | 78449.1904 | 78449.1904 | 78449.1904 | 78449.1904 | 78449.1904 | 78449.1904 | 0
| Equipment Cost $US |  | 410810.4776 | 821620.9552 | 821620.9552 | 821620.9552 | 821620.9552 | 821620.9552 | 821620.9552 | 821620.9552 | 821620.9552 | 821620.9552 | 410810.4776 | 0 | 0 | 0 | 0 | 0 | 0 | 0 | 0 | 0 | 0
| Interest $US |  | 168432.2958 | 336864.5916 | 336864.5916 | 336864.5916 | 336864.5916 | 336864.5916 | 336864.5916 | 336864.5916 | 336864.5916 | 336864.5916 | 168432.2958 | 0 | 0 | 0 | 0 | 0 | 0 | 0 | 0 | 0 | 0
| Electricity Back Up Charge $US |  | 201587.3321 | 463650.8637 | 463650.8637 | 463650.8637 | 463650.8637 | 463650.8637 | 463650.8637 | 463650.8637 | 463650.8637 | 463650.8637 | 463650.8637 | 463650.8637 | 463650.8637 | 463650.8637 | 463650.8637 | 463650.8637 | 463650.8637 | 463650.8637 | 463650.8637 | 463650.8637 | 231825.4319
| CER Benefit $US |  | 227960 | 455920 | 455920 | 455920 | 455920 | 455920 | 455920 | 455920 | 455920 | 455920 | 227960 | 0 | 0 | 0 | 0 | 0 | 0 | 0 | 0 | 0 | 0
Project Profit before Corpration Tax $US |  |  | 65069.8335 | 463043.5353 | 103374.4392 | -221104.5671 | -592673.223 | -966976.9175 | -1378710.9814 | -1831618.4517 | -2329816.6691 | -2877834.7082 | -3108871.7778 | -3400190.8316 | -4129602.8417 | -4931956.0527 | -5814544.5849 | -6785391.9702 | -7853324.0941 | -9028049.4304 | -10320247.3004 | -11741664.9573 | -6613387.5947
Project Profit after Corpration Tax $US |  |  | 45548.8835 | 324130.4747 | 72362.1074 | -221104.5671 | -592673.223 | -966976.9175 | -1378710.9814 | -1831618.4517 | -2329816.6691 | -2877834.7082 | -3108871.7778 | -3400190.8316 | -4129602.8417 | -4931956.0527 | -5814544.5849 | -6785391.9702 | -7853324.0941 | -9028049.4304 | -10320247.3004 | -11741664.9573 | -6613387.5947
|  | Initial | Profit (1st. year) | Profit (2nd. year) | Profit (3rd. year) | Profit (4th. year) | Profit (5th. year) | Profit (6th. year) | Profit (7th. year) | Profit (8th. year) | Profit (9th. year) | Profit (10th. year) | Profit (11th. year) | Profit (12th. year) | Profit (13th. year) | Profit (14th. year) | Profit (15th. year) | Profit (16th. year) | Profit (17th. year) | Profit (18th. year) | Profit (19th. year) | Profit (20th. year)
|  | -8216209.5523 | 1366099.6677 | 1356731.8379 | 1084114.317 | 751596.6518 | 378660.4767 | -14358.4026 | -446679.1697 | -922232.0135 | -1445340.1418 | -2124489.0828 | -2964909.918 | -3764896.8367 | -4530779.4472 | -5373250.3188 | -6299968.2776 | -7319358.0322 | -8440686.7623 | -9674148.3654 | -11030956.1288 | -12484220.0734
| 20 years IRR | #N/A | 2009: out of the range of excel function 'IRR'.
| NPV | -24919950.6172 | 2009: (8% discout rate is assumed)

## Sensitivity Analysis
Table. 8 Sensitivity Analysis
IRR without CER Benefit
Estimated Hike of Electricity Tariff in 2010
|  | 0% | 10% | 15%
Estimated Escalation of Natural Gas Price | 5% | #N/A | #N/A | #N/A
|  | NPV= | NPV= | NPV=
|  | -9333671.5862 | -5978762.9499 | -4373742.1727
| 6.3% | #N/A | #N/A | #N/A
|  | NPV= | NPV= | NPV=
|  | -14061797.2072 | -10684108.2196 | -9043184.2656
| 10% | #N/A | #N/A | #N/A
|  | NPV= | NPV= | NPV=
|  | -32692065.0919 | -29293255.3914 | -27595614.8675
#DIV/0! : out of the range of excel function
IRR with CER Benefit
Estimated Hike of Electricity Tariff in 2010
|  | 0% | 10% | 15%
Estimated Escalation of Natural Gas Price | 5% | #N/A | #N/A | #N/A
|  | NPV= | NPV= | NPV=
|  | -6619415.956 | -3493248.066 | -2004789.674
| 6.3% | #N/A | #N/A | #N/A
|  | NPV= | NPV= | NPV=
|  | -11308111.3625 | -8100944.3743 | -6556833.2231
| 10% | #N/A | #N/A | #N/A
|  | NPV= | NPV= | NPV=
|  | -29879773.7658 | -26547058.1542 | -24919950.6172
#DIV/0!, #NUM! : out of the range of excel function