## IRR without CDM
Wind Power Project IRR Calcuation for 3 towers of 1250 KW capacity each
Note: The combined calculation has been done for both the project participant. (Priyata Intercontinental & Om Intercontinental)
[5 empty] | Depn. Calculations | [6 empty] | (Rs. In Lacs)
[6 empty] | Opening | Depn. @ | Closing | Net flow | Business
Cost of Project (Rs.) | 188700000 |  |  |  | Yr. | Inv. | 80% | Inv. | aft depn. | Profit Adj. | Cumm. | Tax
Internal Rate of Return (IRR) | 13.86%
Average cost per unit (Rs.) | 1.34 |  |  |  | 1 | 1854 | 741.6 | 1112.4 | -741.6 | 0 | -741.6 | 0
Selling price per unit (Rs.) | 3.5 | (Escl p.a.Rs. | 0.15 | ) | 2 | 1112.4 | 889.92 | 222.48 | -752.2 | 0 | -1493.8 | 0
|  | (After 13 yrs Rs.3.5) |  |  | 3 | 222.48 | 177.98 | 44.5 | -11.52 | 0 | -1505.32 | 0
Plant Load Factor Considered | 25.42% |  |  |  | 4 | 44.5 | 35.6 | 8.9 | 120.01 | 0 | -1385.31 | 0
Units Generated |  | 8349999.9165 |  |  | 5 | 8.9 | 7.12 | 1.78 | 175.64 | 0 | -1209.67 | 0
Diff. in Uts.Guaranted | 10% | 834999.9916 |  |  |  |  | 1852.22 |  | -1209.67 | 0 |  | 0
7514999.9249
Grid non-avail. | 4% | 300599.997
Transmission Loss | 3% | 225449.9977 | 6988949.9301 |  | Note: | 1). For first yr. half Depn considered
Operation & Maintenance Exps. (O&M) (Rs.) | 4000000 | (Esclation p.a. | 5% | )
(Not for first 2 yrs.)
Insurance (Rs.) | 420000
Lease Rent (Rs.) | 0
Self financing | 56200000
Borrowing | 132500000 | 188700000 |  |  | Profitability Calculations | [16 empty] | (Rs. In Lacs)
[6 empty] | S.P. | Inflows |  |  |  |  | Outflows | [5 empty] | Net Rev. | Loan | Net
Interest on borrowing | 7.75% |  |  |  | Yr. | P.U. | Sale Amt. | CC | IC Refund | Int.on tax | Total | O&M | Ins. | L. Rent | Int. | Tax | Total | Inflow | Repay. | inflow | Outflow | Net
Repayment period (in years) | 5.5 | [18 empty] | 0 | 562 | -562
No. of Quaterly Instlments for yrs. | 22 | 4 |  |  | 1 | 3.5 | 244.61 | 0 | 0 | 0 | 244.61 | 0 | 4.2 | 0 | 102.69 | 0 | 106.89 | 137.72 | 0 | 137.72 | 0 | 137.72
Quaterly Instalment Amount | 6022727.2727 |  |  |  | 2 | 3.65 | 255.1 | 0 | 11.25 | 0 | 266.35 | 0 | 4.2 | 0 | 95.69 | 0 | 99.89 | 166.46 | 240.91 | -74.45 | 0 | -74.45
Carbon Credit per unit (CC) (Rs.) | 0 |  |  |  | 3 | 3.8 | 265.58 | 0 | 11.25 | 0 | 276.83 | 40 | 4.2 | 0 | 77.02 | 0 | 121.22 | 155.61 | 240.91 | -85.3 | 0 | -85.3
Infrustructure Charges (IC) (Rs.) | 11250000 |  |  |  | 4 | 3.95 | 276.06 | 0 | 11.25 | 0 | 287.31 | 42 | 4.2 | 0 | 58.35 | 0 | 104.55 | 182.76 | 240.91 | -58.15 | 0 | -58.15
[5 empty] | 5 | 4.1 | 286.55 | 0 | 11.25 | 0 | 297.8 | 44.1 | 4.2 | 0 | 39.67 | 0 | 87.97 | 209.83 | 240.91 | -31.08 | 0 | -31.08
[5 empty] | 6 | 4.25 | 297.03 | 0 | 11.25 | 0 | 308.28 | 46.31 | 4.2 | 0 | 21 | 0 | 71.51 | 236.77 | 240.91 | -4.14 | 0 | -4.14
[5 empty] | 7 | 4.4 | 307.51 | 0 | 0 | 0 | 307.51 | 48.63 | 4.2 | 0 | 5.83 | 0 | 58.66 | 248.85 | 120.45 | 128.4 | 0 | 128.4
[5 empty] | 8 | 4.55 | 318 | 0 | 0 | 0 | 318 | 51.06 | 4.2 | 0 | 0 | 0 | 55.26 | 262.74 | 0 | 262.74 | 0 | 262.74
[5 empty] | 9 | 4.7 | 328.48 | 0 | 0 | 0 | 328.48 | 53.61 | 4.2 | 0 | 0 | 0 | 57.81 | 270.67 | 0 | 270.67 | 0 | 270.67
[5 empty] | 10 | 4.85 | 338.96 | 0 | 0 | 0 | 338.96 | 56.29 | 4.2 | 0 | 0 | 0 | 60.49 | 278.47 | 0 | 278.47 | 0 | 278.47
[5 empty] | 11 | 5 | 349.45 | 0 | 0 | 0 | 349.45 | 59.1 | 4.2 | 0 | 0 | 0 | 63.3 | 286.15 | 0 | 286.15 | 0 | 286.15
[5 empty] | 12 | 5.15 | 359.93 | 0 | 0 | 0 | 359.93 | 62.06 | 4.2 | 0 | 0 | 0 | 66.26 | 293.67 | 0 | 293.67 | 0 | 293.67
[5 empty] | 13 | 5.3 | 370.41 | 0 | 0 | 0 | 370.41 | 65.16 | 4.2 | 0 | 0 | 0 | 69.36 | 301.05 | 0 | 301.05 | 0 | 301.05
[5 empty] | 14 | 3.5 | 244.61 | 0 | 0 | 0 | 244.61 | 68.42 | 4.2 | 0 | 0 | 0 | 72.62 | 171.99 | 0 | 171.99 | 0 | 171.99
[5 empty] | 15 | 3.5 | 244.61 | 0 | 0 | 0 | 244.61 | 71.84 | 4.2 | 0 | 0 | 0 | 76.04 | 168.57 | 0 | 168.57 | 0 | 168.57
[5 empty] | 16 | 3.5 | 244.61 | 0 | 0 | 0 | 244.61 | 75.43 | 4.2 | 0 | 0 | 55.53 | 135.16 | 109.45 | 0 | 109.45 | 0 | 109.45
[5 empty] | 17 | 3.5 | 244.61 | 0 | 0 | 0 | 244.61 | 79.2 | 4.2 | 0 | 0 | 54.26 | 137.66 | 106.95 | 0 | 106.95 | 0 | 106.95
[5 empty] | 18 | 3.5 | 244.61 | 0 | 0 | 0 | 244.61 | 83.16 | 4.2 | 0 | 0 | 52.93 | 140.29 | 104.32 | 0 | 104.32 | 0 | 104.32
[5 empty] | 19 | 3.5 | 244.61 | 0 | 0 | 0 | 244.61 | 87.32 | 4.2 | 0 | 0 | 51.53 | 143.05 | 101.56 | 0 | 101.56 | 0 | 101.56
[5 empty] | 20 | 3.5 | 244.61 | 0 | 0 | 0 | 244.61 | 91.69 | 4.2 | 0 | 0 | 50.06 | 145.95 | 98.66 | 0 | 98.66 | 0 | 287.36
[7 empty] | 0 | 0 | 0 | 0 | 0 | 0 | 0 | 0 | 0 | 0 | 0 | 0 | 0 | 0 | 0 | 0
[5 empty] | Total |  | 5709.94 | 0 | 56.25 | 0 | 5766.19 | 1125.38 | 84 | 0 | 400.25 | 264.31 | 1873.94 | 3892.25 | 1325 | 2567.25 | 562 | 2193.95
[7 empty] | Note: | [11 empty] | Residual Val. | 10% | 188.7
[6 empty] | 1 | Tax rate considered |  |  |  | 33.66%
[6 empty] | 2 | Tax holiday taken from 6th to 15th yr. (As per IT Act, available for 10 consecutive yrs.out of initial 15 yrs.) | [13 empty] | IRR | 13.86%
Average cost per Unit | [6 empty] | (Rs. In Lacs) |  |  | Interest Calculations |  |  |  |  | (Rs. In Lacs)
| Units | Outflows | [5 empty] | Cost per |  | Opening | Instalment | Loan | Closing |  | Yearly
Yr. | Gererated | O&M | Ins. | L. Rent | Int. | Tax | Total | Unit |  | Balance | Amount | Repay. | Balance | Interest | Interest
1 | 69.89 | 0 | 4.2 | 0 | 102.69 | 0 | 106.89 | 1.53 |  | 132500000 | 0 | 0 | 132500000 | 10268750 | 10268750
2 | 69.89 | 0 | 4.2 | 0 | 95.69 | 0 | 99.89 | 1.43 |  | 132500000 | 6022727.2727 |  | 126477272.7273 | 2567187.5
3 | 69.89 | 40 | 4.2 | 0 | 77.02 | 0 | 121.22 | 1.73 |  | 126477272.7273 | 6022727.2727 |  | 120454545.4545 | 2450497.1591
4 | 69.89 | 42 | 4.2 | 0 | 58.35 | 0 | 104.55 | 1.5 |  | 120454545.4545 | 6022727.2727 |  | 114431818.1818 | 2333806.8182
5 | 69.89 | 44.1 | 4.2 | 0 | 39.67 | 0 | 87.97 | 1.26 |  | 114431818.1818 | 6022727.2727 | 24090909.0909 | 108409090.9091 | 2217116.4773 | 9568607.9545
6 | 69.89 | 46.31 | 4.2 | 0 | 21 |  | 71.51 | 1.02 |  | 108409090.9091 | 6022727.2727 |  | 102386363.6364 | 2100426.1364
7 | 69.89 | 48.63 | 4.2 | 0 | 5.83 |  | 58.66 | 0.84 |  | 102386363.6364 | 6022727.2727 |  | 96363636.3636 | 1983735.7955
8 | 69.89 | 51.06 | 4.2 | 0 | 0 |  | 55.26 | 0.79 |  | 96363636.3636 | 6022727.2727 |  | 90340909.0909 | 1867045.4545
9 | 69.89 | 53.61 | 4.2 | 0 | 0 |  | 57.81 | 0.83 |  | 90340909.0909 | 6022727.2727 | 24090909.0909 | 84318181.8182 | 1750355.1136 | 7701562.5
10 | 69.89 | 56.29 | 4.2 | 0 | 0 |  | 60.49 | 0.87 |  | 84318181.8182 | 6022727.2727 |  | 78295454.5455 | 1633664.7727
11 | 69.89 | 59.1 | 4.2 | 0 | 0 |  | 63.3 | 0.91 |  | 78295454.5455 | 6022727.2727 |  | 72272727.2727 | 1516974.4318
12 | 69.89 | 62.06 | 4.2 | 0 | 0 |  | 66.26 | 0.95 |  | 72272727.2727 | 6022727.2727 |  | 66250000 | 1400284.0909
13 | 69.89 | 65.16 | 4.2 | 0 | 0 |  | 69.36 | 0.99 |  | 66250000 | 6022727.2727 | 24090909.0909 | 60227272.7273 | 1283593.75 | 5834517.0455
14 | 69.89 | 68.42 | 4.2 | 0 | 0 |  | 72.62 | 1.04 |  | 60227272.7273 | 6022727.2727 |  | 54204545.4545 | 1166903.4091
15 | 69.89 | 71.84 | 4.2 | 0 | 0 |  | 76.04 | 1.09 |  | 54204545.4545 | 6022727.2727 |  | 48181818.1818 | 1050213.0682
16 | 69.89 | 75.43 | 4.2 | 0 | 0 | 55.53 | 135.16 | 1.93 |  | 48181818.1818 | 6022727.2727 |  | 42159090.9091 | 933522.7273
17 | 69.89 | 79.2 | 4.2 | 0 | 0 | 54.26 | 137.66 | 1.97 |  | 42159090.9091 | 6022727.2727 | 24090909.0909 | 36136363.6364 | 816832.3864 | 3967471.5909
18 | 69.89 | 83.16 | 4.2 | 0 | 0 | 52.93 | 140.29 | 2.01 |  | 36136363.6364 | 6022727.2727 |  | 30113636.3636 | 700142.0455
19 | 69.89 | 87.32 | 4.2 | 0 | 0 | 51.53 | 143.05 | 2.05 |  | 30113636.3636 | 6022727.2727 |  | 24090909.0909 | 583451.7045
20 | 69.89 | 91.69 | 4.2 | 0 | 0 | 50.06 | 145.95 | 2.09 |  | 24090909.0909 | 6022727.2727 |  | 18068181.8182 | 466761.3636
| 0 | 0 | 0 | 0 | 0 | 0 | 0 | 0 |  | 18068181.8182 | 6022727.2727 | 24090909.0909 | 12045454.5455 | 350071.0227 | 2100426.1364
Total | 1397.8 | 1125.38 | 84 | 0 | 400.25 | 264.31 | 1873.94 | 26.83 |  | 12045454.5455 | 6022727.2727 |  | 6022727.2727 | 233380.6818
[10 empty] | 6022727.2727 | 6022727.2727 | 12045454.5455 | 6.1467e-08 | 116690.3409 | 583451.7045
[5 empty] | Average Cost PU Rs. |  |  | 1.34 |  | 6.1467e-08 |  |  | 6.1467e-08 | 1.1909e-09
[10 empty] | 6.1467e-08 |  |  | 6.1467e-08 | 1.1909e-09
[10 empty] | 0 | 0 | 0 | 0 | 0 | 0
[12 empty] | 132500000 |  |  | 40024786.9318

## IRR with CDM
Wind Power Project IRR Calcuation for 3 towers of 1250 KW capacity each
Note: The combined calculation has been done for both the project participant. (Priyata Intercontinental & Om Intercontinental)
[5 empty] | Depn. Calculations | [6 empty] | (Rs. In Lacs)
[6 empty] | Opening | Depn. @ | Closing | Net flow | Business
Cost of Project (Rs.) | 188700000 |  |  |  | Yr. | Inv. | 80% | Inv. | aft depn. | Profit Adj. | Cumm. | Tax
Internal Rate of Return (IRR) | 17.43%
Average cost per unit (Rs.) | 1.34 |  |  |  | 1 | 1854 | 741.6 | 1112.4 | -741.6 | 0 | -741.6 | 0
Selling price per unit (Rs.) | 3.5 | (Escl p.a.Rs. | 0.15 | ) | 2 | 1112.4 | 889.92 | 222.48 | -752.2 | 0 | -1493.8 | 0
|  | (After 13 yrs Rs.3.5) |  |  | 3 | 222.48 | 177.98 | 44.5 | -11.52 | 0 | -1505.32 | 0
Plant Load Factor Considered | 25.42% |  |  |  | 4 | 44.5 | 35.6 | 8.9 | 120.01 | 0 | -1385.31 | 0
Units Generated |  | 8349999.9165 |  |  | 5 | 8.9 | 7.12 | 1.78 | 175.64 | 0 | -1209.67 | 0
Diff. in Uts.Guaranted | 10% | 834999.9916 |  |  |  |  | 1852.22 |  | -1209.67 | 0 |  | 0
7514999.9249
Grid non-avail. | 4% | 300599.997
Transmission Loss | 3% | 225449.9977 | 6988949.9301 |  | Note: | 1). For first yr. half Depn considered | [12 empty] | 4059200
Operation & Maintenance Exps. (O&M) (Rs.) | 4000000 | (Esclation p.a. | 5% | )
(Not for first 2 yrs.)
Insurance (Rs.) | 420000
Lease Rent (Rs.) | 0
Self financing | 56200000
Borrowing | 132500000 | 188700000 |  |  | Profitability Calculations | [17 empty] | (Rs. In Lacs)
[6 empty] | S.P. | Inflows |  |  |  |  | Outflows | [5 empty] | Net Rev. | Loan | Net | CDM
Interest on borrowing | 7.75% |  |  |  | Yr. | P.U. | Sale Amt. | CC | IC Refund | Int.on tax | Total | O&M | Ins. | L. Rent | Int. | Tax | Total | Inflow | Repay. | inflow | Revenue | Outflow | Net
Repayment period (in years) | 5.5 | [18 empty] | 0 |  | 562 | -562
No. of Quaterly Instlments for yrs. | 22 | 4 |  |  | 1 | 3.5 | 244.61 | 0 | 0 | 0 | 244.61 | 0 | 4.2 | 0 | 102.69 | 0 | 106.89 | 137.72 | 0 | 137.72 | 35.75 | 0 | 173.47
Quaterly Instalment Amount | 6022727.2727 |  |  |  | 2 | 3.65 | 255.1 | 0 | 11.25 | 0 | 266.35 | 0 | 4.2 | 0 | 95.69 | 0 | 99.89 | 166.46 | 240.91 | -74.45 | 35.75 | 0 | -38.7
[5 empty] | 3 | 3.8 | 265.58 | 0 | 11.25 | 0 | 276.83 | 40 | 4.2 | 0 | 77.02 | 0 | 121.22 | 155.61 | 240.91 | -85.3 | 35.75 | 0 | -49.55
Infrustructure Charges (IC) (Rs.) | 11250000 |  |  |  | 4 | 3.95 | 276.06 | 0 | 11.25 | 0 | 287.31 | 42 | 4.2 | 0 | 58.35 | 0 | 104.55 | 182.76 | 240.91 | -58.15 | 35.75 | 0 | -22.4
[5 empty] | 5 | 4.1 | 286.55 | 0 | 11.25 | 0 | 297.8 | 44.1 | 4.2 | 0 | 39.67 | 0 | 87.97 | 209.83 | 240.91 | -31.08 | 35.75 | 0 | 4.67
[5 empty] | 6 | 4.25 | 297.03 | 0 | 11.25 | 0 | 308.28 | 46.31 | 4.2 | 0 | 21 | 0 | 71.51 | 236.77 | 240.91 | -4.14 | 35.75 | 0 | 31.61
[5 empty] | 7 | 4.4 | 307.51 | 0 | 0 | 0 | 307.51 | 48.63 | 4.2 | 0 | 5.83 | 0 | 58.66 | 248.85 | 120.45 | 128.4 | 35.75 | 0 | 164.15
[5 empty] | 8 | 4.55 | 318 | 0 | 0 | 0 | 318 | 51.06 | 4.2 | 0 | 0 | 0 | 55.26 | 262.74 | 0 | 262.74 | 35.75 | 0 | 298.49
[5 empty] | 9 | 4.7 | 328.48 | 0 | 0 | 0 | 328.48 | 53.61 | 4.2 | 0 | 0 | 0 | 57.81 | 270.67 | 0 | 270.67 | 35.75 | 0 | 306.42
[5 empty] | 10 | 4.85 | 338.96 | 0 | 0 | 0 | 338.96 | 56.29 | 4.2 | 0 | 0 | 0 | 60.49 | 278.47 | 0 | 278.47 | 35.75 | 0 | 314.22
[5 empty] | 11 | 5 | 349.45 | 0 | 0 | 0 | 349.45 | 59.1 | 4.2 | 0 | 0 | 0 | 63.3 | 286.15 | 0 | 286.15 |  | 0 | 286.15
[5 empty] | 12 | 5.15 | 359.93 |  | 0 | 0 | 359.93 | 62.06 | 4.2 | 0 | 0 | 0 | 66.26 | 293.67 | 0 | 293.67 |  | 0 | 293.67
[5 empty] | 13 | 5.3 | 370.41 | 0 | 0 | 0 | 370.41 | 65.16 | 4.2 | 0 | 0 | 0 | 69.36 | 301.05 | 0 | 301.05 |  | 0 | 301.05
[5 empty] | 14 | 3.5 | 244.61 | 0 | 0 | 0 | 244.61 | 68.42 | 4.2 | 0 | 0 | 0 | 72.62 | 171.99 | 0 | 171.99 |  | 0 | 171.99
[5 empty] | 15 | 3.5 | 244.61 | 0 | 0 | 0 | 244.61 | 71.84 | 4.2 | 0 | 0 | 0 | 76.04 | 168.57 | 0 | 168.57 |  | 0 | 168.57
[5 empty] | 16 | 3.5 | 244.61 | 0 | 0 | 0 | 244.61 | 75.43 | 4.2 | 0 | 0 | 55.53 | 135.16 | 109.45 | 0 | 109.45 |  | 0 | 109.45
[5 empty] | 17 | 3.5 | 244.61 | 0 | 0 | 0 | 244.61 | 79.2 | 4.2 | 0 | 0 | 54.26 | 137.66 | 106.95 | 0 | 106.95 |  | 0 | 106.95
[5 empty] | 18 | 3.5 | 244.61 | 0 | 0 | 0 | 244.61 | 83.16 | 4.2 | 0 | 0 | 52.93 | 140.29 | 104.32 | 0 | 104.32 |  | 0 | 104.32
[5 empty] | 19 | 3.5 | 244.61 | 0 | 0 | 0 | 244.61 | 87.32 | 4.2 | 0 | 0 | 51.53 | 143.05 | 101.56 | 0 | 101.56 |  | 0 | 101.56
[5 empty] | 20 | 3.5 | 244.61 | 0 | 0 | 0 | 244.61 | 91.69 | 4.2 | 0 | 0 | 50.06 | 145.95 | 98.66 | 0 | 98.66 |  | 0 | 287.36
[7 empty] | 0 | 0 | 0 | 0 | 0 | 0 | 0 | 0 | 0 | 0 | 0 | 0 | 0 | 0 |  | 0 | 0
[5 empty] | Total |  | 5709.94 | 0 | 56.25 | 0 | 5766.19 | 1125.38 | 84 | 0 | 400.25 | 264.31 | 1873.94 | 3892.25 | 1325 | 2567.25 |  | 562 | 2551.45
[7 empty] | Note: | [11 empty] | Residual Val. | 10% |  | 188.7
[6 empty] | 1 | Tax rate considered |  |  |  | 33.66%
[6 empty] | 2 | Tax holiday taken from 6th to 15th yr. (As per IT Act, available for 10 consecutive yrs.out of initial 15 yrs.) | [14 empty] | IRR | 17.43%
Average cost per Unit | [6 empty] | (Rs. In Lacs) |  |  | Interest Calculations |  |  |  |  | (Rs. In Lacs)
| Units | Outflows | [5 empty] | Cost per |  | Opening | Instalment | Loan | Closing |  | Yearly
Yr. | Gererated | O&M | Ins. | L. Rent | Int. | Tax | Total | Unit |  | Balance | Amount | Repay. | Balance | Interest | Interest
1 | 69.89 | 0 | 4.2 | 0 | 102.69 | 0 | 106.89 | 1.53 |  | 132500000 | 0 | 0 | 132500000 | 10268750 | 10268750
2 | 69.89 | 0 | 4.2 | 0 | 95.69 | 0 | 99.89 | 1.43 |  | 132500000 | 6022727.2727 |  | 126477272.7273 | 2567187.5
3 | 69.89 | 40 | 4.2 | 0 | 77.02 | 0 | 121.22 | 1.73 |  | 126477272.7273 | 6022727.2727 |  | 120454545.4545 | 2450497.1591
4 | 69.89 | 42 | 4.2 | 0 | 58.35 | 0 | 104.55 | 1.5 |  | 120454545.4545 | 6022727.2727 |  | 114431818.1818 | 2333806.8182
5 | 69.89 | 44.1 | 4.2 | 0 | 39.67 | 0 | 87.97 | 1.26 |  | 114431818.1818 | 6022727.2727 | 24090909.0909 | 108409090.9091 | 2217116.4773 | 9568607.9545
6 | 69.89 | 46.31 | 4.2 | 0 | 21 |  | 71.51 | 1.02 |  | 108409090.9091 | 6022727.2727 |  | 102386363.6364 | 2100426.1364
7 | 69.89 | 48.63 | 4.2 | 0 | 5.83 |  | 58.66 | 0.84 |  | 102386363.6364 | 6022727.2727 |  | 96363636.3636 | 1983735.7955
8 | 69.89 | 51.06 | 4.2 | 0 | 0 |  | 55.26 | 0.79 |  | 96363636.3636 | 6022727.2727 |  | 90340909.0909 | 1867045.4545
9 | 69.89 | 53.61 | 4.2 | 0 | 0 |  | 57.81 | 0.83 |  | 90340909.0909 | 6022727.2727 | 24090909.0909 | 84318181.8182 | 1750355.1136 | 7701562.5
10 | 69.89 | 56.29 | 4.2 | 0 | 0 |  | 60.49 | 0.87 |  | 84318181.8182 | 6022727.2727 |  | 78295454.5455 | 1633664.7727
11 | 69.89 | 59.1 | 4.2 | 0 | 0 |  | 63.3 | 0.91 |  | 78295454.5455 | 6022727.2727 |  | 72272727.2727 | 1516974.4318
12 | 69.89 | 62.06 | 4.2 | 0 | 0 |  | 66.26 | 0.95 |  | 72272727.2727 | 6022727.2727 |  | 66250000 | 1400284.0909
13 | 69.89 | 65.16 | 4.2 | 0 | 0 |  | 69.36 | 0.99 |  | 66250000 | 6022727.2727 | 24090909.0909 | 60227272.7273 | 1283593.75 | 5834517.0455
14 | 69.89 | 68.42 | 4.2 | 0 | 0 |  | 72.62 | 1.04 |  | 60227272.7273 | 6022727.2727 |  | 54204545.4545 | 1166903.4091
15 | 69.89 | 71.84 | 4.2 | 0 | 0 |  | 76.04 | 1.09 |  | 54204545.4545 | 6022727.2727 |  | 48181818.1818 | 1050213.0682
16 | 69.89 | 75.43 | 4.2 | 0 | 0 | 55.53 | 135.16 | 1.93 |  | 48181818.1818 | 6022727.2727 |  | 42159090.9091 | 933522.7273
17 | 69.89 | 79.2 | 4.2 | 0 | 0 | 54.26 | 137.66 | 1.97 |  | 42159090.9091 | 6022727.2727 | 24090909.0909 | 36136363.6364 | 816832.3864 | 3967471.5909
18 | 69.89 | 83.16 | 4.2 | 0 | 0 | 52.93 | 140.29 | 2.01 |  | 36136363.6364 | 6022727.2727 |  | 30113636.3636 | 700142.0455
19 | 69.89 | 87.32 | 4.2 | 0 | 0 | 51.53 | 143.05 | 2.05 |  | 30113636.3636 | 6022727.2727 |  | 24090909.0909 | 583451.7045
20 | 69.89 | 91.69 | 4.2 | 0 | 0 | 50.06 | 145.95 | 2.09 |  | 24090909.0909 | 6022727.2727 |  | 18068181.8182 | 466761.3636
| 0 | 0 | 0 | 0 | 0 | 0 | 0 | 0 |  | 18068181.8182 | 6022727.2727 | 24090909.0909 | 12045454.5455 | 350071.0227 | 2100426.1364
Total | 1397.8 | 1125.38 | 84 | 0 | 400.25 | 264.31 | 1873.94 | 26.83 |  | 12045454.5455 | 6022727.2727 |  | 6022727.2727 | 233380.6818
[10 empty] | 6022727.2727 | 6022727.2727 | 12045454.5455 | 6.1467e-08 | 116690.3409 | 583451.7045
[5 empty] | Average Cost PU Rs. |  |  | 1.34 |  | 6.1467e-08 |  |  | 6.1467e-08 | 1.1909e-09
[10 empty] | 6.1467e-08 |  |  | 6.1467e-08 | 1.1909e-09
[10 empty] | 0 | 0 | 0 | 0 | 0 | 0
[12 empty] | 132500000 |  |  | 40024786.9318

## Senstivity Analysis
Wind Power Project IRR Calcuation for 3 towers of 1250 KW capacity each
Note: The combined calculation has been done for both the project participant. (Priyata Intercontinental & Om Intercontinental)
Sensitivity Analysis Results
Sl.No | Variation in PLF | PLF | IRR
1 | -1 percent variation | 25.16% | 13.53%
2 | -2 percent variation | 24.91% | 13.2%
3 | -3 percent variation | 24.66% | 12.87%
4 | -4 percent variation | 24.4% | 12.54%
5 | -5 percent variation | 24.15% | 12.21%
6 | No Variation | 25.42% | 13.86%
7 | +1 percent variation | 25.67% | 14.19%
8 | +2 percent variation | 25.93% | 14.52%
9 | +3 percent variation | 26.18% | 14.85%
10 | +4 percent variation | 26.44% | 15.18%
11 | +5 percent variation | 26.69% | 15.51%
Note | The PLF considered for calculations is 25.419%

## IRR without CDM (1% Var in PLF)
Wind Power Project IRR Calcuation for 3 towers of 1250 KW capacity each
Note: The combined calculation has been done for both the project participant. (Priyata Intercontinental & Om Intercontinental)
[5 empty] | Depn. Calculations | [6 empty] | (Rs. In Lacs)
[6 empty] | Opening | Depn. @ | Closing | Net flow | Business
Cost of Project (Rs.) | 188700000 |  |  |  | Yr. | Inv. | 80% | Inv. | aft depn. | Profit Adj. | Cumm. | Tax
Internal Rate of Return (IRR) | 14.19%
Average cost per unit (Rs.) | 1.33 |  |  |  | 1 | 1854 | 741.6 | 1112.4 | -741.6 | 0 | -741.6 | 0
Selling price per unit (Rs.) | 3.5 | (Escl p.a.Rs. | 0.15 | ) | 2 | 1112.4 | 889.92 | 222.48 | -749.75 | 0 | -1491.35 | 0
|  | (After 13 yrs Rs.3.5) |  |  | 3 | 222.48 | 177.98 | 44.5 | -8.97 | 0 | -1500.32 | 0
Plant Load Factor Considered | 25.67% |  |  |  | 4 | 44.5 | 35.6 | 8.9 | 122.67 | 0 | -1377.65 | 0
Units Generated |  | 8433499.9157 |  |  | 5 | 8.9 | 7.12 | 1.78 | 178.4 | 0 | -1199.25 | 0
Diff. in Uts.Guaranted | 10% | 843349.9916 |  |  |  |  | 1852.22 |  | -1199.25 | 0 |  | 0
7590149.9241
Grid non-avail. | 4% | 303605.997
Transmission Loss | 3% | 227704.4977 | 7058839.4294 |  | Note: | 1). For first yr. half Depn considered
Operation & Maintenance Exps. (O&M) (Rs.) | 4000000 | (Esclation p.a. | 5% | )
(Not for first 2 yrs.)
Insurance (Rs.) | 420000
Lease Rent (Rs.) | 0
Self financing | 56200000
Borrowing | 132500000 | 188700000 |  |  | Profitability Calculations | [16 empty] | (Rs. In Lacs)
[6 empty] | S.P. | Inflows |  |  |  |  | Outflows | [5 empty] | Net Rev. | Loan | Net
Interest on borrowing | 7.75% |  |  |  | Yr. | P.U. | Sale Amt. | CC | IC Refund | Int.on tax | Total | O&M | Ins. | L. Rent | Int. | Tax | Total | Inflow | Repay. | inflow | Outflow | Net
Repayment period (in years) | 5.5 | [18 empty] | 0 | 562 | -562
No. of Quaterly Instlments for yrs. | 22 | 4 |  |  | 1 | 3.5 | 247.06 | 0 | 0 | 0 | 247.06 | 0 | 4.2 | 0 | 102.69 | 0 | 106.89 | 140.17 | 0 | 140.17 | 0 | 140.17
Quaterly Instalment Amount | 6022727.2727 |  |  |  | 2 | 3.65 | 257.65 | 0 | 11.25 | 0 | 268.9 | 0 | 4.2 | 0 | 95.69 | 0 | 99.89 | 169.01 | 240.91 | -71.9 | 0 | -71.9
Carbon Credit per unit (CC) (Rs.) | 0 |  |  |  | 3 | 3.8 | 268.24 | 0 | 11.25 | 0 | 279.49 | 40 | 4.2 | 0 | 77.02 | 0 | 121.22 | 158.27 | 240.91 | -82.64 | 0 | -82.64
Infrustructure Charges (IC) (Rs.) | 11250000 |  |  |  | 4 | 3.95 | 278.82 | 0 | 11.25 | 0 | 290.07 | 42 | 4.2 | 0 | 58.35 | 0 | 104.55 | 185.52 | 240.91 | -55.39 | 0 | -55.39
[5 empty] | 5 | 4.1 | 289.41 | 0 | 11.25 | 0 | 300.66 | 44.1 | 4.2 | 0 | 39.67 | 0 | 87.97 | 212.69 | 240.91 | -28.22 | 0 | -28.22
[5 empty] | 6 | 4.25 | 300 | 0 | 11.25 | 0 | 311.25 | 46.31 | 4.2 | 0 | 21 | 0 | 71.51 | 239.74 | 240.91 | -1.17 | 0 | -1.17
[5 empty] | 7 | 4.4 | 310.59 | 0 | 0 | 0 | 310.59 | 48.63 | 4.2 | 0 | 5.83 | 0 | 58.66 | 251.93 | 120.45 | 131.48 | 0 | 131.48
[5 empty] | 8 | 4.55 | 321.18 | 0 | 0 | 0 | 321.18 | 51.06 | 4.2 | 0 | 0 | 0 | 55.26 | 265.92 | 0 | 265.92 | 0 | 265.92
[5 empty] | 9 | 4.7 | 331.77 | 0 | 0 | 0 | 331.77 | 53.61 | 4.2 | 0 | 0 | 0 | 57.81 | 273.96 | 0 | 273.96 | 0 | 273.96
[5 empty] | 10 | 4.85 | 342.35 | 0 | 0 | 0 | 342.35 | 56.29 | 4.2 | 0 | 0 | 0 | 60.49 | 281.86 | 0 | 281.86 | 0 | 281.86
[5 empty] | 11 | 5 | 352.94 | 0 | 0 | 0 | 352.94 | 59.1 | 4.2 | 0 | 0 | 0 | 63.3 | 289.64 | 0 | 289.64 | 0 | 289.64
[5 empty] | 12 | 5.15 | 363.53 | 0 | 0 | 0 | 363.53 | 62.06 | 4.2 | 0 | 0 | 0 | 66.26 | 297.27 | 0 | 297.27 | 0 | 297.27
[5 empty] | 13 | 5.3 | 374.12 | 0 | 0 | 0 | 374.12 | 65.16 | 4.2 | 0 | 0 | 0 | 69.36 | 304.76 | 0 | 304.76 | 0 | 304.76
[5 empty] | 14 | 3.5 | 247.06 | 0 | 0 | 0 | 247.06 | 68.42 | 4.2 | 0 | 0 | 0 | 72.62 | 174.44 | 0 | 174.44 | 0 | 174.44
[5 empty] | 15 | 3.5 | 247.06 | 0 | 0 | 0 | 247.06 | 71.84 | 4.2 | 0 | 0 | 0 | 76.04 | 171.02 | 0 | 171.02 | 0 | 171.02
[5 empty] | 16 | 3.5 | 247.06 | 0 | 0 | 0 | 247.06 | 75.43 | 4.2 | 0 | 0 | 56.36 | 135.99 | 111.07 | 0 | 111.07 | 0 | 111.07
[5 empty] | 17 | 3.5 | 247.06 | 0 | 0 | 0 | 247.06 | 79.2 | 4.2 | 0 | 0 | 55.09 | 138.49 | 108.57 | 0 | 108.57 | 0 | 108.57
[5 empty] | 18 | 3.5 | 247.06 | 0 | 0 | 0 | 247.06 | 83.16 | 4.2 | 0 | 0 | 53.76 | 141.12 | 105.94 | 0 | 105.94 | 0 | 105.94
[5 empty] | 19 | 3.5 | 247.06 | 0 | 0 | 0 | 247.06 | 87.32 | 4.2 | 0 | 0 | 52.35 | 143.87 | 103.19 | 0 | 103.19 | 0 | 103.19
[5 empty] | 20 | 3.5 | 247.06 | 0 | 0 | 0 | 247.06 | 91.69 | 4.2 | 0 | 0 | 50.88 | 146.77 | 100.29 | 0 | 100.29 | 0 | 288.99
[7 empty] | 0 | 0 | 0 | 0 | 0 | 0 | 0 | 0 | 0 | 0 | 0 | 0 | 0 | 0 | 0 | 0
[5 empty] | Total |  | 5767.08 | 0 | 56.25 | 0 | 5823.33 | 1125.38 | 84 | 0 | 400.25 | 268.44 | 1878.07 | 3945.26 | 1325 | 2620.26 | 562 | 2246.96
[7 empty] | Note: | [11 empty] | Residual Val. | 10% | 188.7
[6 empty] | 1 | Tax rate considered |  |  |  | 33.66%
[6 empty] | 2 | Tax holiday taken from 6th to 15th yr. (As per IT Act, available for 10 consecutive yrs.out of initial 15 yrs.) | [13 empty] | IRR | 14.19%
Average cost per Unit | [6 empty] | (Rs. In Lacs) |  |  | Interest Calculations |  |  |  |  | (Rs. In Lacs)
| Units | Outflows | [5 empty] | Cost per |  | Opening | Instalment | Loan | Closing |  | Yearly
Yr. | Gererated | O&M | Ins. | L. Rent | Int. | Tax | Total | Unit |  | Balance | Amount | Repay. | Balance | Interest | Interest
1 | 70.59 | 0 | 4.2 | 0 | 102.69 | 0 | 106.89 | 1.51 |  | 132500000 | 0 | 0 | 132500000 | 10268750 | 10268750
2 | 70.59 | 0 | 4.2 | 0 | 95.69 | 0 | 99.89 | 1.42 |  | 132500000 | 6022727.2727 |  | 126477272.7273 | 2567187.5
3 | 70.59 | 40 | 4.2 | 0 | 77.02 | 0 | 121.22 | 1.72 |  | 126477272.7273 | 6022727.2727 |  | 120454545.4545 | 2450497.1591
4 | 70.59 | 42 | 4.2 | 0 | 58.35 | 0 | 104.55 | 1.48 |  | 120454545.4545 | 6022727.2727 |  | 114431818.1818 | 2333806.8182
5 | 70.59 | 44.1 | 4.2 | 0 | 39.67 | 0 | 87.97 | 1.25 |  | 114431818.1818 | 6022727.2727 | 24090909.0909 | 108409090.9091 | 2217116.4773 | 9568607.9545
6 | 70.59 | 46.31 | 4.2 | 0 | 21 |  | 71.51 | 1.01 |  | 108409090.9091 | 6022727.2727 |  | 102386363.6364 | 2100426.1364
7 | 70.59 | 48.63 | 4.2 | 0 | 5.83 |  | 58.66 | 0.83 |  | 102386363.6364 | 6022727.2727 |  | 96363636.3636 | 1983735.7955
8 | 70.59 | 51.06 | 4.2 | 0 | 0 |  | 55.26 | 0.78 |  | 96363636.3636 | 6022727.2727 |  | 90340909.0909 | 1867045.4545
9 | 70.59 | 53.61 | 4.2 | 0 | 0 |  | 57.81 | 0.82 |  | 90340909.0909 | 6022727.2727 | 24090909.0909 | 84318181.8182 | 1750355.1136 | 7701562.5
10 | 70.59 | 56.29 | 4.2 | 0 | 0 |  | 60.49 | 0.86 |  | 84318181.8182 | 6022727.2727 |  | 78295454.5455 | 1633664.7727
11 | 70.59 | 59.1 | 4.2 | 0 | 0 |  | 63.3 | 0.9 |  | 78295454.5455 | 6022727.2727 |  | 72272727.2727 | 1516974.4318
12 | 70.59 | 62.06 | 4.2 | 0 | 0 |  | 66.26 | 0.94 |  | 72272727.2727 | 6022727.2727 |  | 66250000 | 1400284.0909
13 | 70.59 | 65.16 | 4.2 | 0 | 0 |  | 69.36 | 0.98 |  | 66250000 | 6022727.2727 | 24090909.0909 | 60227272.7273 | 1283593.75 | 5834517.0455
14 | 70.59 | 68.42 | 4.2 | 0 | 0 |  | 72.62 | 1.03 |  | 60227272.7273 | 6022727.2727 |  | 54204545.4545 | 1166903.4091
15 | 70.59 | 71.84 | 4.2 | 0 | 0 |  | 76.04 | 1.08 |  | 54204545.4545 | 6022727.2727 |  | 48181818.1818 | 1050213.0682
16 | 70.59 | 75.43 | 4.2 | 0 | 0 | 56.36 | 135.99 | 1.93 |  | 48181818.1818 | 6022727.2727 |  | 42159090.9091 | 933522.7273
17 | 70.59 | 79.2 | 4.2 | 0 | 0 | 55.09 | 138.49 | 1.96 |  | 42159090.9091 | 6022727.2727 | 24090909.0909 | 36136363.6364 | 816832.3864 | 3967471.5909
18 | 70.59 | 83.16 | 4.2 | 0 | 0 | 53.76 | 141.12 | 2 |  | 36136363.6364 | 6022727.2727 |  | 30113636.3636 | 700142.0455
19 | 70.59 | 87.32 | 4.2 | 0 | 0 | 52.35 | 143.87 | 2.04 |  | 30113636.3636 | 6022727.2727 |  | 24090909.0909 | 583451.7045
20 | 70.59 | 91.69 | 4.2 | 0 | 0 | 50.88 | 146.77 | 2.08 |  | 24090909.0909 | 6022727.2727 |  | 18068181.8182 | 466761.3636
| 0 | 0 | 0 | 0 | 0 | 0 | 0 | 0 |  | 18068181.8182 | 6022727.2727 | 24090909.0909 | 12045454.5455 | 350071.0227 | 2100426.1364
Total | 1411.8 | 1125.38 | 84 | 0 | 400.25 | 268.44 | 1878.07 | 26.62 |  | 12045454.5455 | 6022727.2727 |  | 6022727.2727 | 233380.6818
[10 empty] | 6022727.2727 | 6022727.2727 | 12045454.5455 | 6.1467e-08 | 116690.3409 | 583451.7045
[5 empty] | Average Cost PU Rs. |  |  | 1.33 |  | 6.1467e-08 |  |  | 6.1467e-08 | 1.1909e-09
[10 empty] | 6.1467e-08 |  |  | 6.1467e-08 | 1.1909e-09
[10 empty] | 0 | 0 | 0 | 0 | 0 | 0
[12 empty] | 132500000 |  |  | 40024786.9318

## IRR without CDM (2% Var in PLF)
Wind Power Project IRR Calcuation for 3 towers of 1250 KW capacity each
Note: The combined calculation has been done for both the project participant. (Priyata Intercontinental & Om Intercontinental)
[5 empty] | Depn. Calculations | [6 empty] | (Rs. In Lacs)
[6 empty] | Opening | Depn. @ | Closing | Net flow | Business
Cost of Project (Rs.) | 188700000 |  |  |  | Yr. | Inv. | 80% | Inv. | aft depn. | Profit Adj. | Cumm. | Tax
Internal Rate of Return (IRR) | 14.52%
Average cost per unit (Rs.) | 1.32 |  |  |  | 1 | 1854 | 741.6 | 1112.4 | -741.6 | 0 | -741.6 | 0
Selling price per unit (Rs.) | 3.5 | (Escl p.a.Rs. | 0.15 | ) | 2 | 1112.4 | 889.92 | 222.48 | -747.3 | 0 | -1488.9 | 0
|  | (After 13 yrs Rs.3.5) |  |  | 3 | 222.48 | 177.98 | 44.5 | -6.42 | 0 | -1495.32 | 0
Plant Load Factor Considered | 25.93% |  |  |  | 4 | 44.5 | 35.6 | 8.9 | 125.32 | 0 | -1370 | 0
Units Generated |  | 8516999.9148 |  |  | 5 | 8.9 | 7.12 | 1.78 | 181.16 | 0 | -1188.84 | 0
Diff. in Uts.Guaranted | 10% | 851699.9915 |  |  |  |  | 1852.22 |  | -1188.84 | 0 |  | 0
7665299.9233
Grid non-avail. | 4% | 306611.9969
Transmission Loss | 3% | 229958.9977 | 7128728.9287 |  | Note: | 1). For first yr. half Depn considered
Operation & Maintenance Exps. (O&M) (Rs.) | 4000000 | (Esclation p.a. | 5% | )
(Not for first 2 yrs.)
Insurance (Rs.) | 420000
Lease Rent (Rs.) | 0
Self financing | 56200000
Borrowing | 132500000 | 188700000 |  |  | Profitability Calculations | [16 empty] | (Rs. In Lacs)
[6 empty] | S.P. | Inflows |  |  |  |  | Outflows | [5 empty] | Net Rev. | Loan | Net
Interest on borrowing | 7.75% |  |  |  | Yr. | P.U. | Sale Amt. | CC | IC Refund | Int.on tax | Total | O&M | Ins. | L. Rent | Int. | Tax | Total | Inflow | Repay. | inflow | Outflow | Net
Repayment period (in years) | 5.5 | [18 empty] | 0 | 562 | -562
No. of Quaterly Instlments for yrs. | 22 | 4 |  |  | 1 | 3.5 | 249.51 | 0 | 0 | 0 | 249.51 | 0 | 4.2 | 0 | 102.69 | 0 | 106.89 | 142.62 | 0 | 142.62 | 0 | 142.62
Quaterly Instalment Amount | 6022727.2727 |  |  |  | 2 | 3.65 | 260.2 | 0 | 11.25 | 0 | 271.45 | 0 | 4.2 | 0 | 95.69 | 0 | 99.89 | 171.56 | 240.91 | -69.35 | 0 | -69.35
Carbon Credit per unit (CC) (Rs.) | 0 |  |  |  | 3 | 3.8 | 270.89 | 0 | 11.25 | 0 | 282.14 | 40 | 4.2 | 0 | 77.02 | 0 | 121.22 | 160.92 | 240.91 | -79.99 | 0 | -79.99
Infrustructure Charges (IC) (Rs.) | 11250000 |  |  |  | 4 | 3.95 | 281.58 | 0 | 11.25 | 0 | 292.83 | 42 | 4.2 | 0 | 58.35 | 0 | 104.55 | 188.28 | 240.91 | -52.63 | 0 | -52.63
[5 empty] | 5 | 4.1 | 292.28 | 0 | 11.25 | 0 | 303.53 | 44.1 | 4.2 | 0 | 39.67 | 0 | 87.97 | 215.56 | 240.91 | -25.35 | 0 | -25.35
[5 empty] | 6 | 4.25 | 302.97 | 0 | 11.25 | 0 | 314.22 | 46.31 | 4.2 | 0 | 21 | 0 | 71.51 | 242.71 | 240.91 | 1.8 | 0 | 1.8
[5 empty] | 7 | 4.4 | 313.66 | 0 | 0 | 0 | 313.66 | 48.63 | 4.2 | 0 | 5.83 | 0 | 58.66 | 255 | 120.45 | 134.55 | 0 | 134.55
[5 empty] | 8 | 4.55 | 324.36 | 0 | 0 | 0 | 324.36 | 51.06 | 4.2 | 0 | 0 | 0 | 55.26 | 269.1 | 0 | 269.1 | 0 | 269.1
[5 empty] | 9 | 4.7 | 335.05 | 0 | 0 | 0 | 335.05 | 53.61 | 4.2 | 0 | 0 | 0 | 57.81 | 277.24 | 0 | 277.24 | 0 | 277.24
[5 empty] | 10 | 4.85 | 345.74 | 0 | 0 | 0 | 345.74 | 56.29 | 4.2 | 0 | 0 | 0 | 60.49 | 285.25 | 0 | 285.25 | 0 | 285.25
[5 empty] | 11 | 5 | 356.44 | 0 | 0 | 0 | 356.44 | 59.1 | 4.2 | 0 | 0 | 0 | 63.3 | 293.14 | 0 | 293.14 | 0 | 293.14
[5 empty] | 12 | 5.15 | 367.13 | 0 | 0 | 0 | 367.13 | 62.06 | 4.2 | 0 | 0 | 0 | 66.26 | 300.87 | 0 | 300.87 | 0 | 300.87
[5 empty] | 13 | 5.3 | 377.82 | 0 | 0 | 0 | 377.82 | 65.16 | 4.2 | 0 | 0 | 0 | 69.36 | 308.46 | 0 | 308.46 | 0 | 308.46
[5 empty] | 14 | 3.5 | 249.51 | 0 | 0 | 0 | 249.51 | 68.42 | 4.2 | 0 | 0 | 0 | 72.62 | 176.89 | 0 | 176.89 | 0 | 176.89
[5 empty] | 15 | 3.5 | 249.51 | 0 | 0 | 0 | 249.51 | 71.84 | 4.2 | 0 | 0 | 0 | 76.04 | 173.47 | 0 | 173.47 | 0 | 173.47
[5 empty] | 16 | 3.5 | 249.51 | 0 | 0 | 0 | 249.51 | 75.43 | 4.2 | 0 | 0 | 57.18 | 136.81 | 112.7 | 0 | 112.7 | 0 | 112.7
[5 empty] | 17 | 3.5 | 249.51 | 0 | 0 | 0 | 249.51 | 79.2 | 4.2 | 0 | 0 | 55.91 | 139.31 | 110.2 | 0 | 110.2 | 0 | 110.2
[5 empty] | 18 | 3.5 | 249.51 | 0 | 0 | 0 | 249.51 | 83.16 | 4.2 | 0 | 0 | 54.58 | 141.94 | 107.57 | 0 | 107.57 | 0 | 107.57
[5 empty] | 19 | 3.5 | 249.51 | 0 | 0 | 0 | 249.51 | 87.32 | 4.2 | 0 | 0 | 53.18 | 144.7 | 104.81 | 0 | 104.81 | 0 | 104.81
[5 empty] | 20 | 3.5 | 249.51 | 0 | 0 | 0 | 249.51 | 91.69 | 4.2 | 0 | 0 | 51.71 | 147.6 | 101.91 | 0 | 101.91 | 0 | 290.61
[7 empty] | 0 | 0 | 0 | 0 | 0 | 0 | 0 | 0 | 0 | 0 | 0 | 0 | 0 | 0 | 0 | 0
[5 empty] | Total |  | 5824.2 | 0 | 56.25 | 0 | 5880.45 | 1125.38 | 84 | 0 | 400.25 | 272.56 | 1882.19 | 3998.26 | 1325 | 2673.26 | 562 | 2299.96
[7 empty] | Note: | [11 empty] | Residual Val. | 10% | 188.7
[6 empty] | 1 | Tax rate considered |  |  |  | 33.66%
[6 empty] | 2 | Tax holiday taken from 6th to 15th yr. (As per IT Act, available for 10 consecutive yrs.out of initial 15 yrs.) | [13 empty] | IRR | 14.52%
Average cost per Unit | [6 empty] | (Rs. In Lacs) |  |  | Interest Calculations |  |  |  |  | (Rs. In Lacs)
| Units | Outflows | [5 empty] | Cost per |  | Opening | Instalment | Loan | Closing |  | Yearly
Yr. | Gererated | O&M | Ins. | L. Rent | Int. | Tax | Total | Unit |  | Balance | Amount | Repay. | Balance | Interest | Interest
1 | 71.29 | 0 | 4.2 | 0 | 102.69 | 0 | 106.89 | 1.5 |  | 132500000 | 0 | 0 | 132500000 | 10268750 | 10268750
2 | 71.29 | 0 | 4.2 | 0 | 95.69 | 0 | 99.89 | 1.4 |  | 132500000 | 6022727.2727 |  | 126477272.7273 | 2567187.5
3 | 71.29 | 40 | 4.2 | 0 | 77.02 | 0 | 121.22 | 1.7 |  | 126477272.7273 | 6022727.2727 |  | 120454545.4545 | 2450497.1591
4 | 71.29 | 42 | 4.2 | 0 | 58.35 | 0 | 104.55 | 1.47 |  | 120454545.4545 | 6022727.2727 |  | 114431818.1818 | 2333806.8182
5 | 71.29 | 44.1 | 4.2 | 0 | 39.67 | 0 | 87.97 | 1.23 |  | 114431818.1818 | 6022727.2727 | 24090909.0909 | 108409090.9091 | 2217116.4773 | 9568607.9545
6 | 71.29 | 46.31 | 4.2 | 0 | 21 |  | 71.51 | 1 |  | 108409090.9091 | 6022727.2727 |  | 102386363.6364 | 2100426.1364
7 | 71.29 | 48.63 | 4.2 | 0 | 5.83 |  | 58.66 | 0.82 |  | 102386363.6364 | 6022727.2727 |  | 96363636.3636 | 1983735.7955
8 | 71.29 | 51.06 | 4.2 | 0 | 0 |  | 55.26 | 0.78 |  | 96363636.3636 | 6022727.2727 |  | 90340909.0909 | 1867045.4545
9 | 71.29 | 53.61 | 4.2 | 0 | 0 |  | 57.81 | 0.81 |  | 90340909.0909 | 6022727.2727 | 24090909.0909 | 84318181.8182 | 1750355.1136 | 7701562.5
10 | 71.29 | 56.29 | 4.2 | 0 | 0 |  | 60.49 | 0.85 |  | 84318181.8182 | 6022727.2727 |  | 78295454.5455 | 1633664.7727
11 | 71.29 | 59.1 | 4.2 | 0 | 0 |  | 63.3 | 0.89 |  | 78295454.5455 | 6022727.2727 |  | 72272727.2727 | 1516974.4318
12 | 71.29 | 62.06 | 4.2 | 0 | 0 |  | 66.26 | 0.93 |  | 72272727.2727 | 6022727.2727 |  | 66250000 | 1400284.0909
13 | 71.29 | 65.16 | 4.2 | 0 | 0 |  | 69.36 | 0.97 |  | 66250000 | 6022727.2727 | 24090909.0909 | 60227272.7273 | 1283593.75 | 5834517.0455
14 | 71.29 | 68.42 | 4.2 | 0 | 0 |  | 72.62 | 1.02 |  | 60227272.7273 | 6022727.2727 |  | 54204545.4545 | 1166903.4091
15 | 71.29 | 71.84 | 4.2 | 0 | 0 |  | 76.04 | 1.07 |  | 54204545.4545 | 6022727.2727 |  | 48181818.1818 | 1050213.0682
16 | 71.29 | 75.43 | 4.2 | 0 | 0 | 57.18 | 136.81 | 1.92 |  | 48181818.1818 | 6022727.2727 |  | 42159090.9091 | 933522.7273
17 | 71.29 | 79.2 | 4.2 | 0 | 0 | 55.91 | 139.31 | 1.95 |  | 42159090.9091 | 6022727.2727 | 24090909.0909 | 36136363.6364 | 816832.3864 | 3967471.5909
18 | 71.29 | 83.16 | 4.2 | 0 | 0 | 54.58 | 141.94 | 1.99 |  | 36136363.6364 | 6022727.2727 |  | 30113636.3636 | 700142.0455
19 | 71.29 | 87.32 | 4.2 | 0 | 0 | 53.18 | 144.7 | 2.03 |  | 30113636.3636 | 6022727.2727 |  | 24090909.0909 | 583451.7045
20 | 71.29 | 91.69 | 4.2 | 0 | 0 | 51.71 | 147.6 | 2.07 |  | 24090909.0909 | 6022727.2727 |  | 18068181.8182 | 466761.3636
| 0 | 0 | 0 | 0 | 0 | 0 | 0 | 0 |  | 18068181.8182 | 6022727.2727 | 24090909.0909 | 12045454.5455 | 350071.0227 | 2100426.1364
Total | 1425.8 | 1125.38 | 84 | 0 | 400.25 | 272.56 | 1882.19 | 26.4 |  | 12045454.5455 | 6022727.2727 |  | 6022727.2727 | 233380.6818
[10 empty] | 6022727.2727 | 6022727.2727 | 12045454.5455 | 6.1467e-08 | 116690.3409 | 583451.7045
[5 empty] | Average Cost PU Rs. |  |  | 1.32 |  | 6.1467e-08 |  |  | 6.1467e-08 | 1.1909e-09
[10 empty] | 6.1467e-08 |  |  | 6.1467e-08 | 1.1909e-09
[10 empty] | 0 | 0 | 0 | 0 | 0 | 0
[12 empty] | 132500000 |  |  | 40024786.9318

## IRR without CDM (3% Var in PLF)
Wind Power Project IRR Calcuation for 3 towers of 1250 KW capacity each
Note: The combined calculation has been done for both the project participant. (Priyata Intercontinental & Om Intercontinental)
[5 empty] | Depn. Calculations | [6 empty] | (Rs. In Lacs)
[6 empty] | Opening | Depn. @ | Closing | Net flow | Business
Cost of Project (Rs.) | 188700000 |  |  |  | Yr. | Inv. | 80% | Inv. | aft depn. | Profit Adj. | Cumm. | Tax
Internal Rate of Return (IRR) | 14.85%
Average cost per unit (Rs.) | 1.31 |  |  |  | 1 | 1854 | 741.6 | 1112.4 | -741.6 | 0 | -741.6 | 0
Selling price per unit (Rs.) | 3.5 | (Escl p.a.Rs. | 0.15 | ) | 2 | 1112.4 | 889.92 | 222.48 | -744.86 | 0 | -1486.46 | 0
|  | (After 13 yrs Rs.3.5) |  |  | 3 | 222.48 | 177.98 | 44.5 | -3.87 | 0 | -1490.33 | 0
Plant Load Factor Considered | 26.18% |  |  |  | 4 | 44.5 | 35.6 | 8.9 | 127.98 | 0 | -1362.35 | 0
Units Generated |  | 8600499.914 |  |  | 5 | 8.9 | 7.12 | 1.78 | 183.93 | 0 | -1178.42 | 0
Diff. in Uts.Guaranted | 10% | 860049.9914 |  |  |  |  | 1852.22 |  | -1178.42 | 0 |  | 0
7740449.9226
Grid non-avail. | 4% | 309617.9969
Transmission Loss | 3% | 232213.4977 | 7198618.428 |  | Note: | 1). For first yr. half Depn considered
Operation & Maintenance Exps. (O&M) (Rs.) | 4000000 | (Esclation p.a. | 5% | )
(Not for first 2 yrs.)
Insurance (Rs.) | 420000
Lease Rent (Rs.) | 0
Self financing | 56200000
Borrowing | 132500000 | 188700000 |  |  | Profitability Calculations | [16 empty] | (Rs. In Lacs)
[6 empty] | S.P. | Inflows |  |  |  |  | Outflows | [5 empty] | Net Rev. | Loan | Net
Interest on borrowing | 7.75% |  |  |  | Yr. | P.U. | Sale Amt. | CC | IC Refund | Int.on tax | Total | O&M | Ins. | L. Rent | Int. | Tax | Total | Inflow | Repay. | inflow | Outflow | Net
Repayment period (in years) | 5.5 | [18 empty] | 0 | 562 | -562
No. of Quaterly Instlments for yrs. | 22 | 4 |  |  | 1 | 3.5 | 251.95 | 0 | 0 | 0 | 251.95 | 0 | 4.2 | 0 | 102.69 | 0 | 106.89 | 145.06 | 0 | 145.06 | 0 | 145.06
Quaterly Instalment Amount | 6022727.2727 |  |  |  | 2 | 3.65 | 262.75 | 0 | 11.25 | 0 | 274 | 0 | 4.2 | 0 | 95.69 | 0 | 99.89 | 174.11 | 240.91 | -66.8 | 0 | -66.8
Carbon Credit per unit (CC) (Rs.) | 0 |  |  |  | 3 | 3.8 | 273.55 | 0 | 11.25 | 0 | 284.8 | 40 | 4.2 | 0 | 77.02 | 0 | 121.22 | 163.58 | 240.91 | -77.33 | 0 | -77.33
Infrustructure Charges (IC) (Rs.) | 11250000 |  |  |  | 4 | 3.95 | 284.35 | 0 | 11.25 | 0 | 295.6 | 42 | 4.2 | 0 | 58.35 | 0 | 104.55 | 191.05 | 240.91 | -49.86 | 0 | -49.86
[5 empty] | 5 | 4.1 | 295.14 | 0 | 11.25 | 0 | 306.39 | 44.1 | 4.2 | 0 | 39.67 | 0 | 87.97 | 218.42 | 240.91 | -22.49 | 0 | -22.49
[5 empty] | 6 | 4.25 | 305.94 | 0 | 11.25 | 0 | 317.19 | 46.31 | 4.2 | 0 | 21 | 0 | 71.51 | 245.68 | 240.91 | 4.77 | 0 | 4.77
[5 empty] | 7 | 4.4 | 316.74 | 0 | 0 | 0 | 316.74 | 48.63 | 4.2 | 0 | 5.83 | 0 | 58.66 | 258.08 | 120.45 | 137.63 | 0 | 137.63
[5 empty] | 8 | 4.55 | 327.54 | 0 | 0 | 0 | 327.54 | 51.06 | 4.2 | 0 | 0 | 0 | 55.26 | 272.28 | 0 | 272.28 | 0 | 272.28
[5 empty] | 9 | 4.7 | 338.34 | 0 | 0 | 0 | 338.34 | 53.61 | 4.2 | 0 | 0 | 0 | 57.81 | 280.53 | 0 | 280.53 | 0 | 280.53
[5 empty] | 10 | 4.85 | 349.13 | 0 | 0 | 0 | 349.13 | 56.29 | 4.2 | 0 | 0 | 0 | 60.49 | 288.64 | 0 | 288.64 | 0 | 288.64
[5 empty] | 11 | 5 | 359.93 | 0 | 0 | 0 | 359.93 | 59.1 | 4.2 | 0 | 0 | 0 | 63.3 | 296.63 | 0 | 296.63 | 0 | 296.63
[5 empty] | 12 | 5.15 | 370.73 | 0 | 0 | 0 | 370.73 | 62.06 | 4.2 | 0 | 0 | 0 | 66.26 | 304.47 | 0 | 304.47 | 0 | 304.47
[5 empty] | 13 | 5.3 | 381.53 | 0 | 0 | 0 | 381.53 | 65.16 | 4.2 | 0 | 0 | 0 | 69.36 | 312.17 | 0 | 312.17 | 0 | 312.17
[5 empty] | 14 | 3.5 | 251.95 | 0 | 0 | 0 | 251.95 | 68.42 | 4.2 | 0 | 0 | 0 | 72.62 | 179.33 | 0 | 179.33 | 0 | 179.33
[5 empty] | 15 | 3.5 | 251.95 | 0 | 0 | 0 | 251.95 | 71.84 | 4.2 | 0 | 0 | 0 | 76.04 | 175.91 | 0 | 175.91 | 0 | 175.91
[5 empty] | 16 | 3.5 | 251.95 | 0 | 0 | 0 | 251.95 | 75.43 | 4.2 | 0 | 0 | 58 | 137.63 | 114.32 | 0 | 114.32 | 0 | 114.32
[5 empty] | 17 | 3.5 | 251.95 | 0 | 0 | 0 | 251.95 | 79.2 | 4.2 | 0 | 0 | 56.73 | 140.13 | 111.82 | 0 | 111.82 | 0 | 111.82
[5 empty] | 18 | 3.5 | 251.95 | 0 | 0 | 0 | 251.95 | 83.16 | 4.2 | 0 | 0 | 55.4 | 142.76 | 109.19 | 0 | 109.19 | 0 | 109.19
[5 empty] | 19 | 3.5 | 251.95 | 0 | 0 | 0 | 251.95 | 87.32 | 4.2 | 0 | 0 | 54 | 145.52 | 106.43 | 0 | 106.43 | 0 | 106.43
[5 empty] | 20 | 3.5 | 251.95 | 0 | 0 | 0 | 251.95 | 91.69 | 4.2 | 0 | 0 | 52.53 | 148.42 | 103.53 | 0 | 103.53 | 0 | 292.23
[7 empty] | 0 | 0 | 0 | 0 | 0 | 0 | 0 | 0 | 0 | 0 | 0 | 0 | 0 | 0 | 0 | 0
[5 empty] | Total |  | 5881.27 | 0 | 56.25 | 0 | 5937.52 | 1125.38 | 84 | 0 | 400.25 | 276.66 | 1886.29 | 4051.23 | 1325 | 2726.23 | 562 | 2352.93
[7 empty] | Note: | [11 empty] | Residual Val. | 10% | 188.7
[6 empty] | 1 | Tax rate considered |  |  |  | 33.66%
[6 empty] | 2 | Tax holiday taken from 6th to 15th yr. (As per IT Act, available for 10 consecutive yrs.out of initial 15 yrs.) | [13 empty] | IRR | 14.85%
Average cost per Unit | [6 empty] | (Rs. In Lacs) |  |  | Interest Calculations |  |  |  |  | (Rs. In Lacs)
| Units | Outflows | [5 empty] | Cost per |  | Opening | Instalment | Loan | Closing |  | Yearly
Yr. | Gererated | O&M | Ins. | L. Rent | Int. | Tax | Total | Unit |  | Balance | Amount | Repay. | Balance | Interest | Interest
1 | 71.99 | 0 | 4.2 | 0 | 102.69 | 0 | 106.89 | 1.48 |  | 132500000 | 0 | 0 | 132500000 | 10268750 | 10268750
2 | 71.99 | 0 | 4.2 | 0 | 95.69 | 0 | 99.89 | 1.39 |  | 132500000 | 6022727.2727 |  | 126477272.7273 | 2567187.5
3 | 71.99 | 40 | 4.2 | 0 | 77.02 | 0 | 121.22 | 1.68 |  | 126477272.7273 | 6022727.2727 |  | 120454545.4545 | 2450497.1591
4 | 71.99 | 42 | 4.2 | 0 | 58.35 | 0 | 104.55 | 1.45 |  | 120454545.4545 | 6022727.2727 |  | 114431818.1818 | 2333806.8182
5 | 71.99 | 44.1 | 4.2 | 0 | 39.67 | 0 | 87.97 | 1.22 |  | 114431818.1818 | 6022727.2727 | 24090909.0909 | 108409090.9091 | 2217116.4773 | 9568607.9545
6 | 71.99 | 46.31 | 4.2 | 0 | 21 |  | 71.51 | 0.99 |  | 108409090.9091 | 6022727.2727 |  | 102386363.6364 | 2100426.1364
7 | 71.99 | 48.63 | 4.2 | 0 | 5.83 |  | 58.66 | 0.81 |  | 102386363.6364 | 6022727.2727 |  | 96363636.3636 | 1983735.7955
8 | 71.99 | 51.06 | 4.2 | 0 | 0 |  | 55.26 | 0.77 |  | 96363636.3636 | 6022727.2727 |  | 90340909.0909 | 1867045.4545
9 | 71.99 | 53.61 | 4.2 | 0 | 0 |  | 57.81 | 0.8 |  | 90340909.0909 | 6022727.2727 | 24090909.0909 | 84318181.8182 | 1750355.1136 | 7701562.5
10 | 71.99 | 56.29 | 4.2 | 0 | 0 |  | 60.49 | 0.84 |  | 84318181.8182 | 6022727.2727 |  | 78295454.5455 | 1633664.7727
11 | 71.99 | 59.1 | 4.2 | 0 | 0 |  | 63.3 | 0.88 |  | 78295454.5455 | 6022727.2727 |  | 72272727.2727 | 1516974.4318
12 | 71.99 | 62.06 | 4.2 | 0 | 0 |  | 66.26 | 0.92 |  | 72272727.2727 | 6022727.2727 |  | 66250000 | 1400284.0909
13 | 71.99 | 65.16 | 4.2 | 0 | 0 |  | 69.36 | 0.96 |  | 66250000 | 6022727.2727 | 24090909.0909 | 60227272.7273 | 1283593.75 | 5834517.0455
14 | 71.99 | 68.42 | 4.2 | 0 | 0 |  | 72.62 | 1.01 |  | 60227272.7273 | 6022727.2727 |  | 54204545.4545 | 1166903.4091
15 | 71.99 | 71.84 | 4.2 | 0 | 0 |  | 76.04 | 1.06 |  | 54204545.4545 | 6022727.2727 |  | 48181818.1818 | 1050213.0682
16 | 71.99 | 75.43 | 4.2 | 0 | 0 | 58 | 137.63 | 1.91 |  | 48181818.1818 | 6022727.2727 |  | 42159090.9091 | 933522.7273
17 | 71.99 | 79.2 | 4.2 | 0 | 0 | 56.73 | 140.13 | 1.95 |  | 42159090.9091 | 6022727.2727 | 24090909.0909 | 36136363.6364 | 816832.3864 | 3967471.5909
18 | 71.99 | 83.16 | 4.2 | 0 | 0 | 55.4 | 142.76 | 1.98 |  | 36136363.6364 | 6022727.2727 |  | 30113636.3636 | 700142.0455
19 | 71.99 | 87.32 | 4.2 | 0 | 0 | 54 | 145.52 | 2.02 |  | 30113636.3636 | 6022727.2727 |  | 24090909.0909 | 583451.7045
20 | 71.99 | 91.69 | 4.2 | 0 | 0 | 52.53 | 148.42 | 2.06 |  | 24090909.0909 | 6022727.2727 |  | 18068181.8182 | 466761.3636
| 0 | 0 | 0 | 0 | 0 | 0 | 0 | 0 |  | 18068181.8182 | 6022727.2727 | 24090909.0909 | 12045454.5455 | 350071.0227 | 2100426.1364
Total | 1439.8 | 1125.38 | 84 | 0 | 400.25 | 276.66 | 1886.29 | 26.18 |  | 12045454.5455 | 6022727.2727 |  | 6022727.2727 | 233380.6818
[10 empty] | 6022727.2727 | 6022727.2727 | 12045454.5455 | 6.1467e-08 | 116690.3409 | 583451.7045
[5 empty] | Average Cost PU Rs. |  |  | 1.31 |  | 6.1467e-08 |  |  | 6.1467e-08 | 1.1909e-09
[10 empty] | 6.1467e-08 |  |  | 6.1467e-08 | 1.1909e-09
[10 empty] | 0 | 0 | 0 | 0 | 0 | 0
[12 empty] | 132500000 |  |  | 40024786.9318

## IRR without CDM (4% Var in PLF)
Wind Power Project IRR Calcuation for 3 towers of 1250 KW capacity each
Note: The combined calculation has been done for both the project participant. (Priyata Intercontinental & Om Intercontinental)
[5 empty] | Depn. Calculations | [6 empty] | (Rs. In Lacs)
[6 empty] | Opening | Depn. @ | Closing | Net flow | Business
Cost of Project (Rs.) | 188700000 |  |  |  | Yr. | Inv. | 80% | Inv. | aft depn. | Profit Adj. | Cumm. | Tax
Internal Rate of Return (IRR) | 15.18%
Average cost per unit (Rs.) | 1.3 |  |  |  | 1 | 1854 | 741.6 | 1112.4 | -741.6 | 0 | -741.6 | 0
Selling price per unit (Rs.) | 3.5 | (Escl p.a.Rs. | 0.15 | ) | 2 | 1112.4 | 889.92 | 222.48 | -742.41 | 0 | -1484.01 | 0
|  | (After 13 yrs Rs.3.5) |  |  | 3 | 222.48 | 177.98 | 44.5 | -1.32 | 0 | -1485.33 | 0
Plant Load Factor Considered | 26.44% |  |  |  | 4 | 44.5 | 35.6 | 8.9 | 130.63 | 0 | -1354.7 | 0
Units Generated |  | 8683999.9132 |  |  | 5 | 8.9 | 7.12 | 1.78 | 186.69 | 0 | -1168.01 | 0
Diff. in Uts.Guaranted | 10% | 868399.9913 |  |  |  |  | 1852.22 |  | -1168.01 | 0 |  | 0
7815599.9218
Grid non-avail. | 4% | 312623.9969
Transmission Loss | 3% | 234467.9977 | 7268507.9273 |  | Note: | 1). For first yr. half Depn considered
Operation & Maintenance Exps. (O&M) (Rs.) | 4000000 | (Esclation p.a. | 5% | )
(Not for first 2 yrs.)
Insurance (Rs.) | 420000
Lease Rent (Rs.) | 0
Self financing | 56200000
Borrowing | 132500000 | 188700000 |  |  | Profitability Calculations | [16 empty] | (Rs. In Lacs)
[6 empty] | S.P. | Inflows |  |  |  |  | Outflows | [5 empty] | Net Rev. | Loan | Net
Interest on borrowing | 7.75% |  |  |  | Yr. | P.U. | Sale Amt. | CC | IC Refund | Int.on tax | Total | O&M | Ins. | L. Rent | Int. | Tax | Total | Inflow | Repay. | inflow | Outflow | Net
Repayment period (in years) | 5.5 | [18 empty] | 0 | 562 | -562
No. of Quaterly Instlments for yrs. | 22 | 4 |  |  | 1 | 3.5 | 254.4 | 0 | 0 | 0 | 254.4 | 0 | 4.2 | 0 | 102.69 | 0 | 106.89 | 147.51 | 0 | 147.51 | 0 | 147.51
Quaterly Instalment Amount | 6022727.2727 |  |  |  | 2 | 3.65 | 265.3 | 0 | 11.25 | 0 | 276.55 | 0 | 4.2 | 0 | 95.69 | 0 | 99.89 | 176.66 | 240.91 | -64.25 | 0 | -64.25
Carbon Credit per unit (CC) (Rs.) | 0 |  |  |  | 3 | 3.8 | 276.2 | 0 | 11.25 | 0 | 287.45 | 40 | 4.2 | 0 | 77.02 | 0 | 121.22 | 166.23 | 240.91 | -74.68 | 0 | -74.68
Infrustructure Charges (IC) (Rs.) | 11250000 |  |  |  | 4 | 3.95 | 287.11 | 0 | 11.25 | 0 | 298.36 | 42 | 4.2 | 0 | 58.35 | 0 | 104.55 | 193.81 | 240.91 | -47.1 | 0 | -47.1
[5 empty] | 5 | 4.1 | 298.01 | 0 | 11.25 | 0 | 309.26 | 44.1 | 4.2 | 0 | 39.67 | 0 | 87.97 | 221.29 | 240.91 | -19.62 | 0 | -19.62
[5 empty] | 6 | 4.25 | 308.91 | 0 | 11.25 | 0 | 320.16 | 46.31 | 4.2 | 0 | 21 | 0 | 71.51 | 248.65 | 240.91 | 7.74 | 0 | 7.74
[5 empty] | 7 | 4.4 | 319.81 | 0 | 0 | 0 | 319.81 | 48.63 | 4.2 | 0 | 5.83 | 0 | 58.66 | 261.15 | 120.45 | 140.7 | 0 | 140.7
[5 empty] | 8 | 4.55 | 330.72 | 0 | 0 | 0 | 330.72 | 51.06 | 4.2 | 0 | 0 | 0 | 55.26 | 275.46 | 0 | 275.46 | 0 | 275.46
[5 empty] | 9 | 4.7 | 341.62 | 0 | 0 | 0 | 341.62 | 53.61 | 4.2 | 0 | 0 | 0 | 57.81 | 283.81 | 0 | 283.81 | 0 | 283.81
[5 empty] | 10 | 4.85 | 352.52 | 0 | 0 | 0 | 352.52 | 56.29 | 4.2 | 0 | 0 | 0 | 60.49 | 292.03 | 0 | 292.03 | 0 | 292.03
[5 empty] | 11 | 5 | 363.43 | 0 | 0 | 0 | 363.43 | 59.1 | 4.2 | 0 | 0 | 0 | 63.3 | 300.13 | 0 | 300.13 | 0 | 300.13
[5 empty] | 12 | 5.15 | 374.33 | 0 | 0 | 0 | 374.33 | 62.06 | 4.2 | 0 | 0 | 0 | 66.26 | 308.07 | 0 | 308.07 | 0 | 308.07
[5 empty] | 13 | 5.3 | 385.23 | 0 | 0 | 0 | 385.23 | 65.16 | 4.2 | 0 | 0 | 0 | 69.36 | 315.87 | 0 | 315.87 | 0 | 315.87
[5 empty] | 14 | 3.5 | 254.4 | 0 | 0 | 0 | 254.4 | 68.42 | 4.2 | 0 | 0 | 0 | 72.62 | 181.78 | 0 | 181.78 | 0 | 181.78
[5 empty] | 15 | 3.5 | 254.4 | 0 | 0 | 0 | 254.4 | 71.84 | 4.2 | 0 | 0 | 0 | 76.04 | 178.36 | 0 | 178.36 | 0 | 178.36
[5 empty] | 16 | 3.5 | 254.4 | 0 | 0 | 0 | 254.4 | 75.43 | 4.2 | 0 | 0 | 58.83 | 138.46 | 115.94 | 0 | 115.94 | 0 | 115.94
[5 empty] | 17 | 3.5 | 254.4 | 0 | 0 | 0 | 254.4 | 79.2 | 4.2 | 0 | 0 | 57.56 | 140.96 | 113.44 | 0 | 113.44 | 0 | 113.44
[5 empty] | 18 | 3.5 | 254.4 | 0 | 0 | 0 | 254.4 | 83.16 | 4.2 | 0 | 0 | 56.23 | 143.59 | 110.81 | 0 | 110.81 | 0 | 110.81
[5 empty] | 19 | 3.5 | 254.4 | 0 | 0 | 0 | 254.4 | 87.32 | 4.2 | 0 | 0 | 54.83 | 146.35 | 108.05 | 0 | 108.05 | 0 | 108.05
[5 empty] | 20 | 3.5 | 254.4 | 0 | 0 | 0 | 254.4 | 91.69 | 4.2 | 0 | 0 | 53.35 | 149.24 | 105.16 | 0 | 105.16 | 0 | 293.86
[7 empty] | 0 | 0 | 0 | 0 | 0 | 0 | 0 | 0 | 0 | 0 | 0 | 0 | 0 | 0 | 0 | 0
[5 empty] | Total |  | 5938.39 | 0 | 56.25 | 0 | 5994.64 | 1125.38 | 84 | 0 | 400.25 | 280.8 | 1890.43 | 4104.21 | 1325 | 2779.21 | 562 | 2405.91
[7 empty] | Note: | [11 empty] | Residual Val. | 10% | 188.7
[6 empty] | 1 | Tax rate considered |  |  |  | 33.66%
[6 empty] | 2 | Tax holiday taken from 6th to 15th yr. (As per IT Act, available for 10 consecutive yrs.out of initial 15 yrs.) | [13 empty] | IRR | 15.18%
Average cost per Unit | [6 empty] | (Rs. In Lacs) |  |  | Interest Calculations |  |  |  |  | (Rs. In Lacs)
| Units | Outflows | [5 empty] | Cost per |  | Opening | Instalment | Loan | Closing |  | Yearly
Yr. | Gererated | O&M | Ins. | L. Rent | Int. | Tax | Total | Unit |  | Balance | Amount | Repay. | Balance | Interest | Interest
1 | 72.69 | 0 | 4.2 | 0 | 102.69 | 0 | 106.89 | 1.47 |  | 132500000 | 0 | 0 | 132500000 | 10268750 | 10268750
2 | 72.69 | 0 | 4.2 | 0 | 95.69 | 0 | 99.89 | 1.37 |  | 132500000 | 6022727.2727 |  | 126477272.7273 | 2567187.5
3 | 72.69 | 40 | 4.2 | 0 | 77.02 | 0 | 121.22 | 1.67 |  | 126477272.7273 | 6022727.2727 |  | 120454545.4545 | 2450497.1591
4 | 72.69 | 42 | 4.2 | 0 | 58.35 | 0 | 104.55 | 1.44 |  | 120454545.4545 | 6022727.2727 |  | 114431818.1818 | 2333806.8182
5 | 72.69 | 44.1 | 4.2 | 0 | 39.67 | 0 | 87.97 | 1.21 |  | 114431818.1818 | 6022727.2727 | 24090909.0909 | 108409090.9091 | 2217116.4773 | 9568607.9545
6 | 72.69 | 46.31 | 4.2 | 0 | 21 |  | 71.51 | 0.98 |  | 108409090.9091 | 6022727.2727 |  | 102386363.6364 | 2100426.1364
7 | 72.69 | 48.63 | 4.2 | 0 | 5.83 |  | 58.66 | 0.81 |  | 102386363.6364 | 6022727.2727 |  | 96363636.3636 | 1983735.7955
8 | 72.69 | 51.06 | 4.2 | 0 | 0 |  | 55.26 | 0.76 |  | 96363636.3636 | 6022727.2727 |  | 90340909.0909 | 1867045.4545
9 | 72.69 | 53.61 | 4.2 | 0 | 0 |  | 57.81 | 0.8 |  | 90340909.0909 | 6022727.2727 | 24090909.0909 | 84318181.8182 | 1750355.1136 | 7701562.5
10 | 72.69 | 56.29 | 4.2 | 0 | 0 |  | 60.49 | 0.83 |  | 84318181.8182 | 6022727.2727 |  | 78295454.5455 | 1633664.7727
11 | 72.69 | 59.1 | 4.2 | 0 | 0 |  | 63.3 | 0.87 |  | 78295454.5455 | 6022727.2727 |  | 72272727.2727 | 1516974.4318
12 | 72.69 | 62.06 | 4.2 | 0 | 0 |  | 66.26 | 0.91 |  | 72272727.2727 | 6022727.2727 |  | 66250000 | 1400284.0909
13 | 72.69 | 65.16 | 4.2 | 0 | 0 |  | 69.36 | 0.95 |  | 66250000 | 6022727.2727 | 24090909.0909 | 60227272.7273 | 1283593.75 | 5834517.0455
14 | 72.69 | 68.42 | 4.2 | 0 | 0 |  | 72.62 | 1 |  | 60227272.7273 | 6022727.2727 |  | 54204545.4545 | 1166903.4091
15 | 72.69 | 71.84 | 4.2 | 0 | 0 |  | 76.04 | 1.05 |  | 54204545.4545 | 6022727.2727 |  | 48181818.1818 | 1050213.0682
16 | 72.69 | 75.43 | 4.2 | 0 | 0 | 58.83 | 138.46 | 1.9 |  | 48181818.1818 | 6022727.2727 |  | 42159090.9091 | 933522.7273
17 | 72.69 | 79.2 | 4.2 | 0 | 0 | 57.56 | 140.96 | 1.94 |  | 42159090.9091 | 6022727.2727 | 24090909.0909 | 36136363.6364 | 816832.3864 | 3967471.5909
18 | 72.69 | 83.16 | 4.2 | 0 | 0 | 56.23 | 143.59 | 1.98 |  | 36136363.6364 | 6022727.2727 |  | 30113636.3636 | 700142.0455
19 | 72.69 | 87.32 | 4.2 | 0 | 0 | 54.83 | 146.35 | 2.01 |  | 30113636.3636 | 6022727.2727 |  | 24090909.0909 | 583451.7045
20 | 72.69 | 91.69 | 4.2 | 0 | 0 | 53.35 | 149.24 | 2.05 |  | 24090909.0909 | 6022727.2727 |  | 18068181.8182 | 466761.3636
| 0 | 0 | 0 | 0 | 0 | 0 | 0 | 0 |  | 18068181.8182 | 6022727.2727 | 24090909.0909 | 12045454.5455 | 350071.0227 | 2100426.1364
Total | 1453.8 | 1125.38 | 84 | 0 | 400.25 | 280.8 | 1890.43 | 26 |  | 12045454.5455 | 6022727.2727 |  | 6022727.2727 | 233380.6818
[10 empty] | 6022727.2727 | 6022727.2727 | 12045454.5455 | 6.1467e-08 | 116690.3409 | 583451.7045
[5 empty] | Average Cost PU Rs. |  |  | 1.3 |  | 6.1467e-08 |  |  | 6.1467e-08 | 1.1909e-09
[10 empty] | 6.1467e-08 |  |  | 6.1467e-08 | 1.1909e-09
[10 empty] | 0 | 0 | 0 | 0 | 0 | 0
[12 empty] | 132500000 |  |  | 40024786.9318

## IRR without CDM (5% Var in PLF)
Wind Power Project IRR Calcuation for 3 towers of 1250 KW capacity each
Note: The combined calculation has been done for both the project participant. (Priyata Intercontinental & Om Intercontinental)
[5 empty] | Depn. Calculations | [6 empty] | (Rs. In Lacs)
[6 empty] | Opening | Depn. @ | Closing | Net flow | Business
Cost of Project (Rs.) | 188700000 |  |  |  | Yr. | Inv. | 80% | Inv. | aft depn. | Profit Adj. | Cumm. | Tax
Internal Rate of Return (IRR) | 15.51%
Average cost per unit (Rs.) | 1.29 |  |  |  | 1 | 1854 | 741.6 | 1112.4 | -741.6 | 0 | -741.6 | 0
Selling price per unit (Rs.) | 3.5 | (Escl p.a.Rs. | 0.15 | ) | 2 | 1112.4 | 889.92 | 222.48 | -739.97 | 0 | -1481.57 | 0
|  | (After 13 yrs Rs.3.5) |  |  | 3 | 222.48 | 177.98 | 44.5 | 1.23 | 0 | -1480.34 | 0
Plant Load Factor Considered | 26.69% |  |  |  | 4 | 44.5 | 35.6 | 8.9 | 133.29 | 0 | -1347.05 | 0
Units Generated |  | 8767499.9123 |  |  | 5 | 8.9 | 7.12 | 1.78 | 189.45 | 0 | -1157.6 | 0
Diff. in Uts.Guaranted | 10% | 876749.9912 |  |  |  |  | 1852.22 |  | -1157.6 | 0 |  | 0
7890749.9211
Grid non-avail. | 4% | 315629.9968
Transmission Loss | 3% | 236722.4976 | 7338397.4266 |  | Note: | 1). For first yr. half Depn considered
Operation & Maintenance Exps. (O&M) (Rs.) | 4000000 | (Esclation p.a. | 5% | )
(Not for first 2 yrs.)
Insurance (Rs.) | 420000
Lease Rent (Rs.) | 0
Self financing | 56200000
Borrowing | 132500000 | 188700000 |  |  | Profitability Calculations | [16 empty] | (Rs. In Lacs)
[6 empty] | S.P. | Inflows |  |  |  |  | Outflows | [5 empty] | Net Rev. | Loan | Net
Interest on borrowing | 7.75% |  |  |  | Yr. | P.U. | Sale Amt. | CC | IC Refund | Int.on tax | Total | O&M | Ins. | L. Rent | Int. | Tax | Total | Inflow | Repay. | inflow | Outflow | Net
Repayment period (in years) | 5.5 | [18 empty] | 0 | 562 | -562
No. of Quaterly Instlments for yrs. | 22 | 4 |  |  | 1 | 3.5 | 256.84 | 0 | 0 | 0 | 256.84 | 0 | 4.2 | 0 | 102.69 | 0 | 106.89 | 149.95 | 0 | 149.95 | 0 | 149.95
Quaterly Instalment Amount | 6022727.2727 |  |  |  | 2 | 3.65 | 267.85 | 0 | 11.25 | 0 | 279.1 | 0 | 4.2 | 0 | 95.69 | 0 | 99.89 | 179.21 | 240.91 | -61.7 | 0 | -61.7
Carbon Credit per unit (CC) (Rs.) | 0 |  |  |  | 3 | 3.8 | 278.86 | 0 | 11.25 | 0 | 290.11 | 40 | 4.2 | 0 | 77.02 | 0 | 121.22 | 168.89 | 240.91 | -72.02 | 0 | -72.02
Infrustructure Charges (IC) (Rs.) | 11250000 |  |  |  | 4 | 3.95 | 289.87 | 0 | 11.25 | 0 | 301.12 | 42 | 4.2 | 0 | 58.35 | 0 | 104.55 | 196.57 | 240.91 | -44.34 | 0 | -44.34
[5 empty] | 5 | 4.1 | 300.87 | 0 | 11.25 | 0 | 312.12 | 44.1 | 4.2 | 0 | 39.67 | 0 | 87.97 | 224.15 | 240.91 | -16.76 | 0 | -16.76
[5 empty] | 6 | 4.25 | 311.88 | 0 | 11.25 | 0 | 323.13 | 46.31 | 4.2 | 0 | 21 | 0 | 71.51 | 251.62 | 240.91 | 10.71 | 0 | 10.71
[5 empty] | 7 | 4.4 | 322.89 | 0 | 0 | 0 | 322.89 | 48.63 | 4.2 | 0 | 5.83 | 0 | 58.66 | 264.23 | 120.45 | 143.78 | 0 | 143.78
[5 empty] | 8 | 4.55 | 333.9 | 0 | 0 | 0 | 333.9 | 51.06 | 4.2 | 0 | 0 | 0 | 55.26 | 278.64 | 0 | 278.64 | 0 | 278.64
[5 empty] | 9 | 4.7 | 344.9 | 0 | 0 | 0 | 344.9 | 53.61 | 4.2 | 0 | 0 | 0 | 57.81 | 287.09 | 0 | 287.09 | 0 | 287.09
[5 empty] | 10 | 4.85 | 355.91 | 0 | 0 | 0 | 355.91 | 56.29 | 4.2 | 0 | 0 | 0 | 60.49 | 295.42 | 0 | 295.42 | 0 | 295.42
[5 empty] | 11 | 5 | 366.92 | 0 | 0 | 0 | 366.92 | 59.1 | 4.2 | 0 | 0 | 0 | 63.3 | 303.62 | 0 | 303.62 | 0 | 303.62
[5 empty] | 12 | 5.15 | 377.93 | 0 | 0 | 0 | 377.93 | 62.06 | 4.2 | 0 | 0 | 0 | 66.26 | 311.67 | 0 | 311.67 | 0 | 311.67
[5 empty] | 13 | 5.3 | 388.94 | 0 | 0 | 0 | 388.94 | 65.16 | 4.2 | 0 | 0 | 0 | 69.36 | 319.58 | 0 | 319.58 | 0 | 319.58
[5 empty] | 14 | 3.5 | 256.84 | 0 | 0 | 0 | 256.84 | 68.42 | 4.2 | 0 | 0 | 0 | 72.62 | 184.22 | 0 | 184.22 | 0 | 184.22
[5 empty] | 15 | 3.5 | 256.84 | 0 | 0 | 0 | 256.84 | 71.84 | 4.2 | 0 | 0 | 0 | 76.04 | 180.8 | 0 | 180.8 | 0 | 180.8
[5 empty] | 16 | 3.5 | 256.84 | 0 | 0 | 0 | 256.84 | 75.43 | 4.2 | 0 | 0 | 59.65 | 139.28 | 117.56 | 0 | 117.56 | 0 | 117.56
[5 empty] | 17 | 3.5 | 256.84 | 0 | 0 | 0 | 256.84 | 79.2 | 4.2 | 0 | 0 | 58.38 | 141.78 | 115.06 | 0 | 115.06 | 0 | 115.06
[5 empty] | 18 | 3.5 | 256.84 | 0 | 0 | 0 | 256.84 | 83.16 | 4.2 | 0 | 0 | 57.05 | 144.41 | 112.43 | 0 | 112.43 | 0 | 112.43
[5 empty] | 19 | 3.5 | 256.84 | 0 | 0 | 0 | 256.84 | 87.32 | 4.2 | 0 | 0 | 55.65 | 147.17 | 109.67 | 0 | 109.67 | 0 | 109.67
[5 empty] | 20 | 3.5 | 256.84 | 0 | 0 | 0 | 256.84 | 91.69 | 4.2 | 0 | 0 | 54.18 | 150.07 | 106.77 | 0 | 106.77 | 0 | 295.47
[7 empty] | 0 | 0 | 0 | 0 | 0 | 0 | 0 | 0 | 0 | 0 | 0 | 0 | 0 | 0 | 0 | 0
[5 empty] | Total |  | 5995.44 | 0 | 56.25 | 0 | 6051.69 | 1125.38 | 84 | 0 | 400.25 | 284.91 | 1894.54 | 4157.15 | 1325 | 2832.15 | 562 | 2458.85
[7 empty] | Note: | [11 empty] | Residual Val. | 10% | 188.7
[6 empty] | 1 | Tax rate considered |  |  |  | 33.66%
[6 empty] | 2 | Tax holiday taken from 6th to 15th yr. (As per IT Act, available for 10 consecutive yrs.out of initial 15 yrs.) | [13 empty] | IRR | 15.51%
Average cost per Unit | [6 empty] | (Rs. In Lacs) |  |  | Interest Calculations |  |  |  |  | (Rs. In Lacs)
| Units | Outflows | [5 empty] | Cost per |  | Opening | Instalment | Loan | Closing |  | Yearly
Yr. | Gererated | O&M | Ins. | L. Rent | Int. | Tax | Total | Unit |  | Balance | Amount | Repay. | Balance | Interest | Interest
1 | 73.38 | 0 | 4.2 | 0 | 102.69 | 0 | 106.89 | 1.46 |  | 132500000 | 0 | 0 | 132500000 | 10268750 | 10268750
2 | 73.38 | 0 | 4.2 | 0 | 95.69 | 0 | 99.89 | 1.36 |  | 132500000 | 6022727.2727 |  | 126477272.7273 | 2567187.5
3 | 73.38 | 40 | 4.2 | 0 | 77.02 | 0 | 121.22 | 1.65 |  | 126477272.7273 | 6022727.2727 |  | 120454545.4545 | 2450497.1591
4 | 73.38 | 42 | 4.2 | 0 | 58.35 | 0 | 104.55 | 1.42 |  | 120454545.4545 | 6022727.2727 |  | 114431818.1818 | 2333806.8182
5 | 73.38 | 44.1 | 4.2 | 0 | 39.67 | 0 | 87.97 | 1.2 |  | 114431818.1818 | 6022727.2727 | 24090909.0909 | 108409090.9091 | 2217116.4773 | 9568607.9545
6 | 73.38 | 46.31 | 4.2 | 0 | 21 |  | 71.51 | 0.97 |  | 108409090.9091 | 6022727.2727 |  | 102386363.6364 | 2100426.1364
7 | 73.38 | 48.63 | 4.2 | 0 | 5.83 |  | 58.66 | 0.8 |  | 102386363.6364 | 6022727.2727 |  | 96363636.3636 | 1983735.7955
8 | 73.38 | 51.06 | 4.2 | 0 | 0 |  | 55.26 | 0.75 |  | 96363636.3636 | 6022727.2727 |  | 90340909.0909 | 1867045.4545
9 | 73.38 | 53.61 | 4.2 | 0 | 0 |  | 57.81 | 0.79 |  | 90340909.0909 | 6022727.2727 | 24090909.0909 | 84318181.8182 | 1750355.1136 | 7701562.5
10 | 73.38 | 56.29 | 4.2 | 0 | 0 |  | 60.49 | 0.82 |  | 84318181.8182 | 6022727.2727 |  | 78295454.5455 | 1633664.7727
11 | 73.38 | 59.1 | 4.2 | 0 | 0 |  | 63.3 | 0.86 |  | 78295454.5455 | 6022727.2727 |  | 72272727.2727 | 1516974.4318
12 | 73.38 | 62.06 | 4.2 | 0 | 0 |  | 66.26 | 0.9 |  | 72272727.2727 | 6022727.2727 |  | 66250000 | 1400284.0909
13 | 73.38 | 65.16 | 4.2 | 0 | 0 |  | 69.36 | 0.95 |  | 66250000 | 6022727.2727 | 24090909.0909 | 60227272.7273 | 1283593.75 | 5834517.0455
14 | 73.38 | 68.42 | 4.2 | 0 | 0 |  | 72.62 | 0.99 |  | 60227272.7273 | 6022727.2727 |  | 54204545.4545 | 1166903.4091
15 | 73.38 | 71.84 | 4.2 | 0 | 0 |  | 76.04 | 1.04 |  | 54204545.4545 | 6022727.2727 |  | 48181818.1818 | 1050213.0682
16 | 73.38 | 75.43 | 4.2 | 0 | 0 | 59.65 | 139.28 | 1.9 |  | 48181818.1818 | 6022727.2727 |  | 42159090.9091 | 933522.7273
17 | 73.38 | 79.2 | 4.2 | 0 | 0 | 58.38 | 141.78 | 1.93 |  | 42159090.9091 | 6022727.2727 | 24090909.0909 | 36136363.6364 | 816832.3864 | 3967471.5909
18 | 73.38 | 83.16 | 4.2 | 0 | 0 | 57.05 | 144.41 | 1.97 |  | 36136363.6364 | 6022727.2727 |  | 30113636.3636 | 700142.0455
19 | 73.38 | 87.32 | 4.2 | 0 | 0 | 55.65 | 147.17 | 2.01 |  | 30113636.3636 | 6022727.2727 |  | 24090909.0909 | 583451.7045
20 | 73.38 | 91.69 | 4.2 | 0 | 0 | 54.18 | 150.07 | 2.05 |  | 24090909.0909 | 6022727.2727 |  | 18068181.8182 | 466761.3636
| 0 | 0 | 0 | 0 | 0 | 0 | 0 | 0 |  | 18068181.8182 | 6022727.2727 | 24090909.0909 | 12045454.5455 | 350071.0227 | 2100426.1364
Total | 1467.6 | 1125.38 | 84 | 0 | 400.25 | 284.91 | 1894.54 | 25.82 |  | 12045454.5455 | 6022727.2727 |  | 6022727.2727 | 233380.6818
[10 empty] | 6022727.2727 | 6022727.2727 | 12045454.5455 | 6.1467e-08 | 116690.3409 | 583451.7045
[5 empty] | Average Cost PU Rs. |  |  | 1.29 |  | 6.1467e-08 |  |  | 6.1467e-08 | 1.1909e-09
[10 empty] | 6.1467e-08 |  |  | 6.1467e-08 | 1.1909e-09
[10 empty] | 0 | 0 | 0 | 0 | 0 | 0
[12 empty] | 132500000 |  |  | 40024786.9318

## IRR without CDM (-1% Var PLF)
Wind Power Project IRR Calcuation for 3 towers of 1250 KW capacity each
Note: The combined calculation has been done for both the project participant. (Priyata Intercontinental & Om Intercontinental)
[5 empty] | Depn. Calculations | [6 empty] | (Rs. In Lacs)
[6 empty] | Opening | Depn. @ | Closing | Net flow | Business
Cost of Project (Rs.) | 188700000 |  |  |  | Yr. | Inv. | 80% | Inv. | aft depn. | Profit Adj. | Cumm. | Tax
Internal Rate of Return (IRR) | 13.53%
Average cost per unit (Rs.) | 1.35 |  |  |  | 1 | 1854 | 741.6 | 1112.4 | -741.6 | 0 | -741.6 | 0
Selling price per unit (Rs.) | 3.5 | (Escl p.a.Rs. | 0.15 | ) | 2 | 1112.4 | 889.92 | 222.48 | -754.64 | 0 | -1496.24 | 0
|  | (After 13 yrs Rs.3.5) |  |  | 3 | 222.48 | 177.98 | 44.5 | -14.07 | 0 | -1510.31 | 0
Plant Load Factor Considered | 25.16% |  |  |  | 4 | 44.5 | 35.6 | 8.9 | 117.35 | 0 | -1392.96 | 0
Units Generated |  | 8266499.9173 |  |  | 5 | 8.9 | 7.12 | 1.78 | 172.88 | 0 | -1220.08 | 0
Diff. in Uts.Guaranted | 10% | 826649.9917 |  |  |  |  | 1852.22 |  | -1220.08 | 0 |  | 0
7439849.9256
Grid non-avail. | 4% | 297593.997
Transmission Loss | 3% | 223195.4978 | 6919060.4308 |  | Note: | 1). For first yr. half Depn considered
Operation & Maintenance Exps. (O&M) (Rs.) | 4000000 | (Esclation p.a. | 5% | )
(Not for first 2 yrs.)
Insurance (Rs.) | 420000
Lease Rent (Rs.) | 0
Self financing | 56200000
Borrowing | 132500000 | 188700000 |  |  | Profitability Calculations | [16 empty] | (Rs. In Lacs)
[6 empty] | S.P. | Inflows |  |  |  |  | Outflows | [5 empty] | Net Rev. | Loan | Net
Interest on borrowing | 7.75% |  |  |  | Yr. | P.U. | Sale Amt. | CC | IC Refund | Int.on tax | Total | O&M | Ins. | L. Rent | Int. | Tax | Total | Inflow | Repay. | inflow | Outflow | Net
Repayment period (in years) | 5.5 | [18 empty] | 0 | 562 | -562
No. of Quaterly Instlments for yrs. | 22 | 4 |  |  | 1 | 3.5 | 242.17 | 0 | 0 | 0 | 242.17 | 0 | 4.2 | 0 | 102.69 | 0 | 106.89 | 135.28 | 0 | 135.28 | 0 | 135.28
Quaterly Instalment Amount | 6022727.2727 |  |  |  | 2 | 3.65 | 252.55 | 0 | 11.25 | 0 | 263.8 | 0 | 4.2 | 0 | 95.69 | 0 | 99.89 | 163.91 | 240.91 | -77 | 0 | -77
Carbon Credit per unit (CC) (Rs.) | 0 |  |  |  | 3 | 3.8 | 262.92 | 0 | 11.25 | 0 | 274.17 | 40 | 4.2 | 0 | 77.02 | 0 | 121.22 | 152.95 | 240.91 | -87.96 | 0 | -87.96
Infrustructure Charges (IC) (Rs.) | 11250000 |  |  |  | 4 | 3.95 | 273.3 | 0 | 11.25 | 0 | 284.55 | 42 | 4.2 | 0 | 58.35 | 0 | 104.55 | 180 | 240.91 | -60.91 | 0 | -60.91
[5 empty] | 5 | 4.1 | 283.68 | 0 | 11.25 | 0 | 294.93 | 44.1 | 4.2 | 0 | 39.67 | 0 | 87.97 | 206.96 | 240.91 | -33.95 | 0 | -33.95
[5 empty] | 6 | 4.25 | 294.06 | 0 | 11.25 | 0 | 305.31 | 46.31 | 4.2 | 0 | 21 | 0 | 71.51 | 233.8 | 240.91 | -7.11 | 0 | -7.11
[5 empty] | 7 | 4.4 | 304.44 | 0 | 0 | 0 | 304.44 | 48.63 | 4.2 | 0 | 5.83 | 0 | 58.66 | 245.78 | 120.45 | 125.33 | 0 | 125.33
[5 empty] | 8 | 4.55 | 314.82 | 0 | 0 | 0 | 314.82 | 51.06 | 4.2 | 0 | 0 | 0 | 55.26 | 259.56 | 0 | 259.56 | 0 | 259.56
[5 empty] | 9 | 4.7 | 325.2 | 0 | 0 | 0 | 325.2 | 53.61 | 4.2 | 0 | 0 | 0 | 57.81 | 267.39 | 0 | 267.39 | 0 | 267.39
[5 empty] | 10 | 4.85 | 335.57 | 0 | 0 | 0 | 335.57 | 56.29 | 4.2 | 0 | 0 | 0 | 60.49 | 275.08 | 0 | 275.08 | 0 | 275.08
[5 empty] | 11 | 5 | 345.95 | 0 | 0 | 0 | 345.95 | 59.1 | 4.2 | 0 | 0 | 0 | 63.3 | 282.65 | 0 | 282.65 | 0 | 282.65
[5 empty] | 12 | 5.15 | 356.33 | 0 | 0 | 0 | 356.33 | 62.06 | 4.2 | 0 | 0 | 0 | 66.26 | 290.07 | 0 | 290.07 | 0 | 290.07
[5 empty] | 13 | 5.3 | 366.71 | 0 | 0 | 0 | 366.71 | 65.16 | 4.2 | 0 | 0 | 0 | 69.36 | 297.35 | 0 | 297.35 | 0 | 297.35
[5 empty] | 14 | 3.5 | 242.17 | 0 | 0 | 0 | 242.17 | 68.42 | 4.2 | 0 | 0 | 0 | 72.62 | 169.55 | 0 | 169.55 | 0 | 169.55
[5 empty] | 15 | 3.5 | 242.17 | 0 | 0 | 0 | 242.17 | 71.84 | 4.2 | 0 | 0 | 0 | 76.04 | 166.13 | 0 | 166.13 | 0 | 166.13
[5 empty] | 16 | 3.5 | 242.17 | 0 | 0 | 0 | 242.17 | 75.43 | 4.2 | 0 | 0 | 54.71 | 134.34 | 107.83 | 0 | 107.83 | 0 | 107.83
[5 empty] | 17 | 3.5 | 242.17 | 0 | 0 | 0 | 242.17 | 79.2 | 4.2 | 0 | 0 | 53.44 | 136.84 | 105.33 | 0 | 105.33 | 0 | 105.33
[5 empty] | 18 | 3.5 | 242.17 | 0 | 0 | 0 | 242.17 | 83.16 | 4.2 | 0 | 0 | 52.11 | 139.47 | 102.7 | 0 | 102.7 | 0 | 102.7
[5 empty] | 19 | 3.5 | 242.17 | 0 | 0 | 0 | 242.17 | 87.32 | 4.2 | 0 | 0 | 50.71 | 142.23 | 99.94 | 0 | 99.94 | 0 | 99.94
[5 empty] | 20 | 3.5 | 242.17 | 0 | 0 | 0 | 242.17 | 91.69 | 4.2 | 0 | 0 | 49.24 | 145.13 | 97.04 | 0 | 97.04 | 0 | 285.74
[7 empty] | 0 | 0 | 0 | 0 | 0 | 0 | 0 | 0 | 0 | 0 | 0 | 0 | 0 | 0 | 0 | 0
[5 empty] | Total |  | 5652.89 | 0 | 56.25 | 0 | 5709.14 | 1125.38 | 84 | 0 | 400.25 | 260.21 | 1869.84 | 3839.3 | 1325 | 2514.3 | 562 | 2141
[7 empty] | Note: | [11 empty] | Residual Val. | 10% | 188.7
[6 empty] | 1 | Tax rate considered |  |  |  | 33.66%
[6 empty] | 2 | Tax holiday taken from 6th to 15th yr. (As per IT Act, available for 10 consecutive yrs.out of initial 15 yrs.) | [13 empty] | IRR | 13.53%
Average cost per Unit | [6 empty] | (Rs. In Lacs) |  |  | Interest Calculations |  |  |  |  | (Rs. In Lacs)
| Units | Outflows | [5 empty] | Cost per |  | Opening | Instalment | Loan | Closing |  | Yearly
Yr. | Gererated | O&M | Ins. | L. Rent | Int. | Tax | Total | Unit |  | Balance | Amount | Repay. | Balance | Interest | Interest
1 | 69.19 | 0 | 4.2 | 0 | 102.69 | 0 | 106.89 | 1.54 |  | 132500000 | 0 | 0 | 132500000 | 10268750 | 10268750
2 | 69.19 | 0 | 4.2 | 0 | 95.69 | 0 | 99.89 | 1.44 |  | 132500000 | 6022727.2727 |  | 126477272.7273 | 2567187.5
3 | 69.19 | 40 | 4.2 | 0 | 77.02 | 0 | 121.22 | 1.75 |  | 126477272.7273 | 6022727.2727 |  | 120454545.4545 | 2450497.1591
4 | 69.19 | 42 | 4.2 | 0 | 58.35 | 0 | 104.55 | 1.51 |  | 120454545.4545 | 6022727.2727 |  | 114431818.1818 | 2333806.8182
5 | 69.19 | 44.1 | 4.2 | 0 | 39.67 | 0 | 87.97 | 1.27 |  | 114431818.1818 | 6022727.2727 | 24090909.0909 | 108409090.9091 | 2217116.4773 | 9568607.9545
6 | 69.19 | 46.31 | 4.2 | 0 | 21 |  | 71.51 | 1.03 |  | 108409090.9091 | 6022727.2727 |  | 102386363.6364 | 2100426.1364
7 | 69.19 | 48.63 | 4.2 | 0 | 5.83 |  | 58.66 | 0.85 |  | 102386363.6364 | 6022727.2727 |  | 96363636.3636 | 1983735.7955
8 | 69.19 | 51.06 | 4.2 | 0 | 0 |  | 55.26 | 0.8 |  | 96363636.3636 | 6022727.2727 |  | 90340909.0909 | 1867045.4545
9 | 69.19 | 53.61 | 4.2 | 0 | 0 |  | 57.81 | 0.84 |  | 90340909.0909 | 6022727.2727 | 24090909.0909 | 84318181.8182 | 1750355.1136 | 7701562.5
10 | 69.19 | 56.29 | 4.2 | 0 | 0 |  | 60.49 | 0.87 |  | 84318181.8182 | 6022727.2727 |  | 78295454.5455 | 1633664.7727
11 | 69.19 | 59.1 | 4.2 | 0 | 0 |  | 63.3 | 0.91 |  | 78295454.5455 | 6022727.2727 |  | 72272727.2727 | 1516974.4318
12 | 69.19 | 62.06 | 4.2 | 0 | 0 |  | 66.26 | 0.96 |  | 72272727.2727 | 6022727.2727 |  | 66250000 | 1400284.0909
13 | 69.19 | 65.16 | 4.2 | 0 | 0 |  | 69.36 | 1 |  | 66250000 | 6022727.2727 | 24090909.0909 | 60227272.7273 | 1283593.75 | 5834517.0455
14 | 69.19 | 68.42 | 4.2 | 0 | 0 |  | 72.62 | 1.05 |  | 60227272.7273 | 6022727.2727 |  | 54204545.4545 | 1166903.4091
15 | 69.19 | 71.84 | 4.2 | 0 | 0 |  | 76.04 | 1.1 |  | 54204545.4545 | 6022727.2727 |  | 48181818.1818 | 1050213.0682
16 | 69.19 | 75.43 | 4.2 | 0 | 0 | 54.71 | 134.34 | 1.94 |  | 48181818.1818 | 6022727.2727 |  | 42159090.9091 | 933522.7273
17 | 69.19 | 79.2 | 4.2 | 0 | 0 | 53.44 | 136.84 | 1.98 |  | 42159090.9091 | 6022727.2727 | 24090909.0909 | 36136363.6364 | 816832.3864 | 3967471.5909
18 | 69.19 | 83.16 | 4.2 | 0 | 0 | 52.11 | 139.47 | 2.02 |  | 36136363.6364 | 6022727.2727 |  | 30113636.3636 | 700142.0455
19 | 69.19 | 87.32 | 4.2 | 0 | 0 | 50.71 | 142.23 | 2.06 |  | 30113636.3636 | 6022727.2727 |  | 24090909.0909 | 583451.7045
20 | 69.19 | 91.69 | 4.2 | 0 | 0 | 49.24 | 145.13 | 2.1 |  | 24090909.0909 | 6022727.2727 |  | 18068181.8182 | 466761.3636
| 0 | 0 | 0 | 0 | 0 | 0 | 0 | 0 |  | 18068181.8182 | 6022727.2727 | 24090909.0909 | 12045454.5455 | 350071.0227 | 2100426.1364
Total | 1383.8 | 1125.38 | 84 | 0 | 400.25 | 260.21 | 1869.84 | 27.02 |  | 12045454.5455 | 6022727.2727 |  | 6022727.2727 | 233380.6818
[10 empty] | 6022727.2727 | 6022727.2727 | 12045454.5455 | 6.1467e-08 | 116690.3409 | 583451.7045
[5 empty] | Average Cost PU Rs. |  |  | 1.35 |  | 6.1467e-08 |  |  | 6.1467e-08 | 1.1909e-09
[10 empty] | 6.1467e-08 |  |  | 6.1467e-08 | 1.1909e-09
[10 empty] | 0 | 0 | 0 | 0 | 0 | 0
[12 empty] | 132500000 |  |  | 40024786.9318

## IRR without CDM (-2% Var PLF)
Wind Power Project IRR Calcuation for 3 towers of 1250 KW capacity each
Note: The combined calculation has been done for both the project participant. (Priyata Intercontinental & Om Intercontinental)
[5 empty] | Depn. Calculations | [6 empty] | (Rs. In Lacs)
[6 empty] | Opening | Depn. @ | Closing | Net flow | Business
Cost of Project (Rs.) | 188700000 |  |  |  | Yr. | Inv. | 80% | Inv. | aft depn. | Profit Adj. | Cumm. | Tax
Internal Rate of Return (IRR) | 13.2%
Average cost per unit (Rs.) | 1.36 |  |  |  | 1 | 1854 | 741.6 | 1112.4 | -741.6 | 0 | -741.6 | 0
Selling price per unit (Rs.) | 3.5 | (Escl p.a.Rs. | 0.15 | ) | 2 | 1112.4 | 889.92 | 222.48 | -757.09 | 0 | -1498.69 | 0
|  | (After 13 yrs Rs.3.5) |  |  | 3 | 222.48 | 177.98 | 44.5 | -16.63 | 0 | -1515.32 | 0
Plant Load Factor Considered | 24.91% |  |  |  | 4 | 44.5 | 35.6 | 8.9 | 114.7 | 0 | -1400.62 | 0
Units Generated |  | 8182999.9182 |  |  | 5 | 8.9 | 7.12 | 1.78 | 170.12 | 0 | -1230.5 | 0
Diff. in Uts.Guaranted | 10% | 818299.9918 |  |  |  |  | 1852.22 |  | -1230.5 | 0 |  | 0
7364699.9264
Grid non-avail. | 4% | 294587.9971
Transmission Loss | 3% | 220940.9978 | 6849170.9315 |  | Note: | 1). For first yr. half Depn considered
Operation & Maintenance Exps. (O&M) (Rs.) | 4000000 | (Esclation p.a. | 5% | )
(Not for first 2 yrs.)
Insurance (Rs.) | 420000
Lease Rent (Rs.) | 0
Self financing | 56200000
Borrowing | 132500000 | 188700000 |  |  | Profitability Calculations | [16 empty] | (Rs. In Lacs)
[6 empty] | S.P. | Inflows |  |  |  |  | Outflows | [5 empty] | Net Rev. | Loan | Net
Interest on borrowing | 7.75% |  |  |  | Yr. | P.U. | Sale Amt. | CC | IC Refund | Int.on tax | Total | O&M | Ins. | L. Rent | Int. | Tax | Total | Inflow | Repay. | inflow | Outflow | Net
Repayment period (in years) | 5.5 | [18 empty] | 0 | 562 | -562
No. of Quaterly Instlments for yrs. | 22 | 4 |  |  | 1 | 3.5 | 239.72 | 0 | 0 | 0 | 239.72 | 0 | 4.2 | 0 | 102.69 | 0 | 106.89 | 132.83 | 0 | 132.83 | 0 | 132.83
Quaterly Instalment Amount | 6022727.2727 |  |  |  | 2 | 3.65 | 249.99 | 0 | 11.25 | 0 | 261.24 | 0 | 4.2 | 0 | 95.69 | 0 | 99.89 | 161.35 | 240.91 | -79.56 | 0 | -79.56
Carbon Credit per unit (CC) (Rs.) | 0 |  |  |  | 3 | 3.8 | 260.27 | 0 | 11.25 | 0 | 271.52 | 40 | 4.2 | 0 | 77.02 | 0 | 121.22 | 150.3 | 240.91 | -90.61 | 0 | -90.61
Infrustructure Charges (IC) (Rs.) | 11250000 |  |  |  | 4 | 3.95 | 270.54 | 0 | 11.25 | 0 | 281.79 | 42 | 4.2 | 0 | 58.35 | 0 | 104.55 | 177.24 | 240.91 | -63.67 | 0 | -63.67
[5 empty] | 5 | 4.1 | 280.82 | 0 | 11.25 | 0 | 292.07 | 44.1 | 4.2 | 0 | 39.67 | 0 | 87.97 | 204.1 | 240.91 | -36.81 | 0 | -36.81
[5 empty] | 6 | 4.25 | 291.09 | 0 | 11.25 | 0 | 302.34 | 46.31 | 4.2 | 0 | 21 | 0 | 71.51 | 230.83 | 240.91 | -10.08 | 0 | -10.08
[5 empty] | 7 | 4.4 | 301.36 | 0 | 0 | 0 | 301.36 | 48.63 | 4.2 | 0 | 5.83 | 0 | 58.66 | 242.7 | 120.45 | 122.25 | 0 | 122.25
[5 empty] | 8 | 4.55 | 311.64 | 0 | 0 | 0 | 311.64 | 51.06 | 4.2 | 0 | 0 | 0 | 55.26 | 256.38 | 0 | 256.38 | 0 | 256.38
[5 empty] | 9 | 4.7 | 321.91 | 0 | 0 | 0 | 321.91 | 53.61 | 4.2 | 0 | 0 | 0 | 57.81 | 264.1 | 0 | 264.1 | 0 | 264.1
[5 empty] | 10 | 4.85 | 332.18 | 0 | 0 | 0 | 332.18 | 56.29 | 4.2 | 0 | 0 | 0 | 60.49 | 271.69 | 0 | 271.69 | 0 | 271.69
[5 empty] | 11 | 5 | 342.46 | 0 | 0 | 0 | 342.46 | 59.1 | 4.2 | 0 | 0 | 0 | 63.3 | 279.16 | 0 | 279.16 | 0 | 279.16
[5 empty] | 12 | 5.15 | 352.73 | 0 | 0 | 0 | 352.73 | 62.06 | 4.2 | 0 | 0 | 0 | 66.26 | 286.47 | 0 | 286.47 | 0 | 286.47
[5 empty] | 13 | 5.3 | 363.01 | 0 | 0 | 0 | 363.01 | 65.16 | 4.2 | 0 | 0 | 0 | 69.36 | 293.65 | 0 | 293.65 | 0 | 293.65
[5 empty] | 14 | 3.5 | 239.72 | 0 | 0 | 0 | 239.72 | 68.42 | 4.2 | 0 | 0 | 0 | 72.62 | 167.1 | 0 | 167.1 | 0 | 167.1
[5 empty] | 15 | 3.5 | 239.72 | 0 | 0 | 0 | 239.72 | 71.84 | 4.2 | 0 | 0 | 0 | 76.04 | 163.68 | 0 | 163.68 | 0 | 163.68
[5 empty] | 16 | 3.5 | 239.72 | 0 | 0 | 0 | 239.72 | 75.43 | 4.2 | 0 | 0 | 53.89 | 133.52 | 106.2 | 0 | 106.2 | 0 | 106.2
[5 empty] | 17 | 3.5 | 239.72 | 0 | 0 | 0 | 239.72 | 79.2 | 4.2 | 0 | 0 | 52.62 | 136.02 | 103.7 | 0 | 103.7 | 0 | 103.7
[5 empty] | 18 | 3.5 | 239.72 | 0 | 0 | 0 | 239.72 | 83.16 | 4.2 | 0 | 0 | 51.28 | 138.64 | 101.08 | 0 | 101.08 | 0 | 101.08
[5 empty] | 19 | 3.5 | 239.72 | 0 | 0 | 0 | 239.72 | 87.32 | 4.2 | 0 | 0 | 49.88 | 141.4 | 98.32 | 0 | 98.32 | 0 | 98.32
[5 empty] | 20 | 3.5 | 239.72 | 0 | 0 | 0 | 239.72 | 91.69 | 4.2 | 0 | 0 | 48.41 | 144.3 | 95.42 | 0 | 95.42 | 0 | 284.12
[7 empty] | 0 | 0 | 0 | 0 | 0 | 0 | 0 | 0 | 0 | 0 | 0 | 0 | 0 | 0 | 0 | 0
[5 empty] | Total |  | 5595.76 | 0 | 56.25 | 0 | 5652.01 | 1125.38 | 84 | 0 | 400.25 | 256.08 | 1865.71 | 3786.3 | 1325 | 2461.3 | 562 | 2088
[7 empty] | Note: | [11 empty] | Residual Val. | 10% | 188.7
[6 empty] | 1 | Tax rate considered |  |  |  | 33.66%
[6 empty] | 2 | Tax holiday taken from 6th to 15th yr. (As per IT Act, available for 10 consecutive yrs.out of initial 15 yrs.) | [13 empty] | IRR | 13.2%
Average cost per Unit | [6 empty] | (Rs. In Lacs) |  |  | Interest Calculations |  |  |  |  | (Rs. In Lacs)
| Units | Outflows | [5 empty] | Cost per |  | Opening | Instalment | Loan | Closing |  | Yearly
Yr. | Gererated | O&M | Ins. | L. Rent | Int. | Tax | Total | Unit |  | Balance | Amount | Repay. | Balance | Interest | Interest
1 | 68.49 | 0 | 4.2 | 0 | 102.69 | 0 | 106.89 | 1.56 |  | 132500000 | 0 | 0 | 132500000 | 10268750 | 10268750
2 | 68.49 | 0 | 4.2 | 0 | 95.69 | 0 | 99.89 | 1.46 |  | 132500000 | 6022727.2727 |  | 126477272.7273 | 2567187.5
3 | 68.49 | 40 | 4.2 | 0 | 77.02 | 0 | 121.22 | 1.77 |  | 126477272.7273 | 6022727.2727 |  | 120454545.4545 | 2450497.1591
4 | 68.49 | 42 | 4.2 | 0 | 58.35 | 0 | 104.55 | 1.53 |  | 120454545.4545 | 6022727.2727 |  | 114431818.1818 | 2333806.8182
5 | 68.49 | 44.1 | 4.2 | 0 | 39.67 | 0 | 87.97 | 1.28 |  | 114431818.1818 | 6022727.2727 | 24090909.0909 | 108409090.9091 | 2217116.4773 | 9568607.9545
6 | 68.49 | 46.31 | 4.2 | 0 | 21 |  | 71.51 | 1.04 |  | 108409090.9091 | 6022727.2727 |  | 102386363.6364 | 2100426.1364
7 | 68.49 | 48.63 | 4.2 | 0 | 5.83 |  | 58.66 | 0.86 |  | 102386363.6364 | 6022727.2727 |  | 96363636.3636 | 1983735.7955
8 | 68.49 | 51.06 | 4.2 | 0 | 0 |  | 55.26 | 0.81 |  | 96363636.3636 | 6022727.2727 |  | 90340909.0909 | 1867045.4545
9 | 68.49 | 53.61 | 4.2 | 0 | 0 |  | 57.81 | 0.84 |  | 90340909.0909 | 6022727.2727 | 24090909.0909 | 84318181.8182 | 1750355.1136 | 7701562.5
10 | 68.49 | 56.29 | 4.2 | 0 | 0 |  | 60.49 | 0.88 |  | 84318181.8182 | 6022727.2727 |  | 78295454.5455 | 1633664.7727
11 | 68.49 | 59.1 | 4.2 | 0 | 0 |  | 63.3 | 0.92 |  | 78295454.5455 | 6022727.2727 |  | 72272727.2727 | 1516974.4318
12 | 68.49 | 62.06 | 4.2 | 0 | 0 |  | 66.26 | 0.97 |  | 72272727.2727 | 6022727.2727 |  | 66250000 | 1400284.0909
13 | 68.49 | 65.16 | 4.2 | 0 | 0 |  | 69.36 | 1.01 |  | 66250000 | 6022727.2727 | 24090909.0909 | 60227272.7273 | 1283593.75 | 5834517.0455
14 | 68.49 | 68.42 | 4.2 | 0 | 0 |  | 72.62 | 1.06 |  | 60227272.7273 | 6022727.2727 |  | 54204545.4545 | 1166903.4091
15 | 68.49 | 71.84 | 4.2 | 0 | 0 |  | 76.04 | 1.11 |  | 54204545.4545 | 6022727.2727 |  | 48181818.1818 | 1050213.0682
16 | 68.49 | 75.43 | 4.2 | 0 | 0 | 53.89 | 133.52 | 1.95 |  | 48181818.1818 | 6022727.2727 |  | 42159090.9091 | 933522.7273
17 | 68.49 | 79.2 | 4.2 | 0 | 0 | 52.62 | 136.02 | 1.99 |  | 42159090.9091 | 6022727.2727 | 24090909.0909 | 36136363.6364 | 816832.3864 | 3967471.5909
18 | 68.49 | 83.16 | 4.2 | 0 | 0 | 51.28 | 138.64 | 2.02 |  | 36136363.6364 | 6022727.2727 |  | 30113636.3636 | 700142.0455
19 | 68.49 | 87.32 | 4.2 | 0 | 0 | 49.88 | 141.4 | 2.06 |  | 30113636.3636 | 6022727.2727 |  | 24090909.0909 | 583451.7045
20 | 68.49 | 91.69 | 4.2 | 0 | 0 | 48.41 | 144.3 | 2.11 |  | 24090909.0909 | 6022727.2727 |  | 18068181.8182 | 466761.3636
| 0 | 0 | 0 | 0 | 0 | 0 | 0 | 0 |  | 18068181.8182 | 6022727.2727 | 24090909.0909 | 12045454.5455 | 350071.0227 | 2100426.1364
Total | 1369.8 | 1125.38 | 84 | 0 | 400.25 | 256.08 | 1865.71 | 27.23 |  | 12045454.5455 | 6022727.2727 |  | 6022727.2727 | 233380.6818
[10 empty] | 6022727.2727 | 6022727.2727 | 12045454.5455 | 6.1467e-08 | 116690.3409 | 583451.7045
[5 empty] | Average Cost PU Rs. |  |  | 1.36 |  | 6.1467e-08 |  |  | 6.1467e-08 | 1.1909e-09
[10 empty] | 6.1467e-08 |  |  | 6.1467e-08 | 1.1909e-09
[10 empty] | 0 | 0 | 0 | 0 | 0 | 0
[12 empty] | 132500000 |  |  | 40024786.9318

## IRR without CDM (-3% Var PLF)
Wind Power Project IRR Calcuation for 3 towers of 1250 KW capacity each
Note: The combined calculation has been done for both the project participant. (Priyata Intercontinental & Om Intercontinental)
[5 empty] | Depn. Calculations | [6 empty] | (Rs. In Lacs)
[6 empty] | Opening | Depn. @ | Closing | Net flow | Business
Cost of Project (Rs.) | 188700000 |  |  |  | Yr. | Inv. | 80% | Inv. | aft depn. | Profit Adj. | Cumm. | Tax
Internal Rate of Return (IRR) | 12.87%
Average cost per unit (Rs.) | 1.37 |  |  |  | 1 | 1854 | 741.6 | 1112.4 | -741.6 | 0 | -741.6 | 0
Selling price per unit (Rs.) | 3.5 | (Escl p.a.Rs. | 0.15 | ) | 2 | 1112.4 | 889.92 | 222.48 | -759.54 | 0 | -1501.14 | 0
|  | (After 13 yrs Rs.3.5) |  |  | 3 | 222.48 | 177.98 | 44.5 | -19.18 | 0 | -1520.32 | 0
Plant Load Factor Considered | 24.66% |  |  |  | 4 | 44.5 | 35.6 | 8.9 | 112.04 | 0 | -1408.28 | 0
Units Generated |  | 8099499.919 |  |  | 5 | 8.9 | 7.12 | 1.78 | 167.36 | 0 | -1240.92 | 0
Diff. in Uts.Guaranted | 10% | 809949.9919 |  |  |  |  | 1852.22 |  | -1240.92 | 0 |  | 0
7289549.9271
Grid non-avail. | 4% | 291581.9971
Transmission Loss | 3% | 218686.4978 | 6779281.4322 |  | Note: | 1). For first yr. half Depn considered
Operation & Maintenance Exps. (O&M) (Rs.) | 4000000 | (Esclation p.a. | 5% | )
(Not for first 2 yrs.)
Insurance (Rs.) | 420000
Lease Rent (Rs.) | 0
Self financing | 56200000
Borrowing | 132500000 | 188700000 |  |  | Profitability Calculations | [16 empty] | (Rs. In Lacs)
[6 empty] | S.P. | Inflows |  |  |  |  | Outflows | [5 empty] | Net Rev. | Loan | Net
Interest on borrowing | 7.75% |  |  |  | Yr. | P.U. | Sale Amt. | CC | IC Refund | Int.on tax | Total | O&M | Ins. | L. Rent | Int. | Tax | Total | Inflow | Repay. | inflow | Outflow | Net
Repayment period (in years) | 5.5 | [18 empty] | 0 | 562 | -562
No. of Quaterly Instlments for yrs. | 22 | 4 |  |  | 1 | 3.5 | 237.27 | 0 | 0 | 0 | 237.27 | 0 | 4.2 | 0 | 102.69 | 0 | 106.89 | 130.38 | 0 | 130.38 | 0 | 130.38
Quaterly Instalment Amount | 6022727.2727 |  |  |  | 2 | 3.65 | 247.44 | 0 | 11.25 | 0 | 258.69 | 0 | 4.2 | 0 | 95.69 | 0 | 99.89 | 158.8 | 240.91 | -82.11 | 0 | -82.11
Carbon Credit per unit (CC) (Rs.) | 0 |  |  |  | 3 | 3.8 | 257.61 | 0 | 11.25 | 0 | 268.86 | 40 | 4.2 | 0 | 77.02 | 0 | 121.22 | 147.64 | 240.91 | -93.27 | 0 | -93.27
Infrustructure Charges (IC) (Rs.) | 11250000 |  |  |  | 4 | 3.95 | 267.78 | 0 | 11.25 | 0 | 279.03 | 42 | 4.2 | 0 | 58.35 | 0 | 104.55 | 174.48 | 240.91 | -66.43 | 0 | -66.43
[5 empty] | 5 | 4.1 | 277.95 | 0 | 11.25 | 0 | 289.2 | 44.1 | 4.2 | 0 | 39.67 | 0 | 87.97 | 201.23 | 240.91 | -39.68 | 0 | -39.68
[5 empty] | 6 | 4.25 | 288.12 | 0 | 11.25 | 0 | 299.37 | 46.31 | 4.2 | 0 | 21 | 0 | 71.51 | 227.86 | 240.91 | -13.05 | 0 | -13.05
[5 empty] | 7 | 4.4 | 298.29 | 0 | 0 | 0 | 298.29 | 48.63 | 4.2 | 0 | 5.83 | 0 | 58.66 | 239.63 | 120.45 | 119.18 | 0 | 119.18
[5 empty] | 8 | 4.55 | 308.46 | 0 | 0 | 0 | 308.46 | 51.06 | 4.2 | 0 | 0 | 0 | 55.26 | 253.2 | 0 | 253.2 | 0 | 253.2
[5 empty] | 9 | 4.7 | 318.63 | 0 | 0 | 0 | 318.63 | 53.61 | 4.2 | 0 | 0 | 0 | 57.81 | 260.82 | 0 | 260.82 | 0 | 260.82
[5 empty] | 10 | 4.85 | 328.8 | 0 | 0 | 0 | 328.8 | 56.29 | 4.2 | 0 | 0 | 0 | 60.49 | 268.31 | 0 | 268.31 | 0 | 268.31
[5 empty] | 11 | 5 | 338.96 | 0 | 0 | 0 | 338.96 | 59.1 | 4.2 | 0 | 0 | 0 | 63.3 | 275.66 | 0 | 275.66 | 0 | 275.66
[5 empty] | 12 | 5.15 | 349.13 | 0 | 0 | 0 | 349.13 | 62.06 | 4.2 | 0 | 0 | 0 | 66.26 | 282.87 | 0 | 282.87 | 0 | 282.87
[5 empty] | 13 | 5.3 | 359.3 | 0 | 0 | 0 | 359.3 | 65.16 | 4.2 | 0 | 0 | 0 | 69.36 | 289.94 | 0 | 289.94 | 0 | 289.94
[5 empty] | 14 | 3.5 | 237.27 | 0 | 0 | 0 | 237.27 | 68.42 | 4.2 | 0 | 0 | 0 | 72.62 | 164.65 | 0 | 164.65 | 0 | 164.65
[5 empty] | 15 | 3.5 | 237.27 | 0 | 0 | 0 | 237.27 | 71.84 | 4.2 | 0 | 0 | 0 | 76.04 | 161.23 | 0 | 161.23 | 0 | 161.23
[5 empty] | 16 | 3.5 | 237.27 | 0 | 0 | 0 | 237.27 | 75.43 | 4.2 | 0 | 0 | 53.06 | 132.69 | 104.58 | 0 | 104.58 | 0 | 104.58
[5 empty] | 17 | 3.5 | 237.27 | 0 | 0 | 0 | 237.27 | 79.2 | 4.2 | 0 | 0 | 51.79 | 135.19 | 102.08 | 0 | 102.08 | 0 | 102.08
[5 empty] | 18 | 3.5 | 237.27 | 0 | 0 | 0 | 237.27 | 83.16 | 4.2 | 0 | 0 | 50.46 | 137.82 | 99.45 | 0 | 99.45 | 0 | 99.45
[5 empty] | 19 | 3.5 | 237.27 | 0 | 0 | 0 | 237.27 | 87.32 | 4.2 | 0 | 0 | 49.06 | 140.58 | 96.69 | 0 | 96.69 | 0 | 96.69
[5 empty] | 20 | 3.5 | 237.27 | 0 | 0 | 0 | 237.27 | 91.69 | 4.2 | 0 | 0 | 47.59 | 143.48 | 93.79 | 0 | 93.79 | 0 | 282.49
[7 empty] | 0 | 0 | 0 | 0 | 0 | 0 | 0 | 0 | 0 | 0 | 0 | 0 | 0 | 0 | 0 | 0
[5 empty] | Total |  | 5538.63 | 0 | 56.25 | 0 | 5594.88 | 1125.38 | 84 | 0 | 400.25 | 251.96 | 1861.59 | 3733.29 | 1325 | 2408.29 | 562 | 2034.99
[7 empty] | Note: | [11 empty] | Residual Val. | 10% | 188.7
[6 empty] | 1 | Tax rate considered |  |  |  | 33.66%
[6 empty] | 2 | Tax holiday taken from 6th to 15th yr. (As per IT Act, available for 10 consecutive yrs.out of initial 15 yrs.) | [13 empty] | IRR | 12.87%
Average cost per Unit | [6 empty] | (Rs. In Lacs) |  |  | Interest Calculations |  |  |  |  | (Rs. In Lacs)
| Units | Outflows | [5 empty] | Cost per |  | Opening | Instalment | Loan | Closing |  | Yearly
Yr. | Gererated | O&M | Ins. | L. Rent | Int. | Tax | Total | Unit |  | Balance | Amount | Repay. | Balance | Interest | Interest
1 | 67.79 | 0 | 4.2 | 0 | 102.69 | 0 | 106.89 | 1.58 |  | 132500000 | 0 | 0 | 132500000 | 10268750 | 10268750
2 | 67.79 | 0 | 4.2 | 0 | 95.69 | 0 | 99.89 | 1.47 |  | 132500000 | 6022727.2727 |  | 126477272.7273 | 2567187.5
3 | 67.79 | 40 | 4.2 | 0 | 77.02 | 0 | 121.22 | 1.79 |  | 126477272.7273 | 6022727.2727 |  | 120454545.4545 | 2450497.1591
4 | 67.79 | 42 | 4.2 | 0 | 58.35 | 0 | 104.55 | 1.54 |  | 120454545.4545 | 6022727.2727 |  | 114431818.1818 | 2333806.8182
5 | 67.79 | 44.1 | 4.2 | 0 | 39.67 | 0 | 87.97 | 1.3 |  | 114431818.1818 | 6022727.2727 | 24090909.0909 | 108409090.9091 | 2217116.4773 | 9568607.9545
6 | 67.79 | 46.31 | 4.2 | 0 | 21 |  | 71.51 | 1.05 |  | 108409090.9091 | 6022727.2727 |  | 102386363.6364 | 2100426.1364
7 | 67.79 | 48.63 | 4.2 | 0 | 5.83 |  | 58.66 | 0.87 |  | 102386363.6364 | 6022727.2727 |  | 96363636.3636 | 1983735.7955
8 | 67.79 | 51.06 | 4.2 | 0 | 0 |  | 55.26 | 0.82 |  | 96363636.3636 | 6022727.2727 |  | 90340909.0909 | 1867045.4545
9 | 67.79 | 53.61 | 4.2 | 0 | 0 |  | 57.81 | 0.85 |  | 90340909.0909 | 6022727.2727 | 24090909.0909 | 84318181.8182 | 1750355.1136 | 7701562.5
10 | 67.79 | 56.29 | 4.2 | 0 | 0 |  | 60.49 | 0.89 |  | 84318181.8182 | 6022727.2727 |  | 78295454.5455 | 1633664.7727
11 | 67.79 | 59.1 | 4.2 | 0 | 0 |  | 63.3 | 0.93 |  | 78295454.5455 | 6022727.2727 |  | 72272727.2727 | 1516974.4318
12 | 67.79 | 62.06 | 4.2 | 0 | 0 |  | 66.26 | 0.98 |  | 72272727.2727 | 6022727.2727 |  | 66250000 | 1400284.0909
13 | 67.79 | 65.16 | 4.2 | 0 | 0 |  | 69.36 | 1.02 |  | 66250000 | 6022727.2727 | 24090909.0909 | 60227272.7273 | 1283593.75 | 5834517.0455
14 | 67.79 | 68.42 | 4.2 | 0 | 0 |  | 72.62 | 1.07 |  | 60227272.7273 | 6022727.2727 |  | 54204545.4545 | 1166903.4091
15 | 67.79 | 71.84 | 4.2 | 0 | 0 |  | 76.04 | 1.12 |  | 54204545.4545 | 6022727.2727 |  | 48181818.1818 | 1050213.0682
16 | 67.79 | 75.43 | 4.2 | 0 | 0 | 53.06 | 132.69 | 1.96 |  | 48181818.1818 | 6022727.2727 |  | 42159090.9091 | 933522.7273
17 | 67.79 | 79.2 | 4.2 | 0 | 0 | 51.79 | 135.19 | 1.99 |  | 42159090.9091 | 6022727.2727 | 24090909.0909 | 36136363.6364 | 816832.3864 | 3967471.5909
18 | 67.79 | 83.16 | 4.2 | 0 | 0 | 50.46 | 137.82 | 2.03 |  | 36136363.6364 | 6022727.2727 |  | 30113636.3636 | 700142.0455
19 | 67.79 | 87.32 | 4.2 | 0 | 0 | 49.06 | 140.58 | 2.07 |  | 30113636.3636 | 6022727.2727 |  | 24090909.0909 | 583451.7045
20 | 67.79 | 91.69 | 4.2 | 0 | 0 | 47.59 | 143.48 | 2.12 |  | 24090909.0909 | 6022727.2727 |  | 18068181.8182 | 466761.3636
| 0 | 0 | 0 | 0 | 0 | 0 | 0 | 0 |  | 18068181.8182 | 6022727.2727 | 24090909.0909 | 12045454.5455 | 350071.0227 | 2100426.1364
Total | 1355.8 | 1125.38 | 84 | 0 | 400.25 | 251.96 | 1861.59 | 27.45 |  | 12045454.5455 | 6022727.2727 |  | 6022727.2727 | 233380.6818
[10 empty] | 6022727.2727 | 6022727.2727 | 12045454.5455 | 6.1467e-08 | 116690.3409 | 583451.7045
[5 empty] | Average Cost PU Rs. |  |  | 1.37 |  | 6.1467e-08 |  |  | 6.1467e-08 | 1.1909e-09
[10 empty] | 6.1467e-08 |  |  | 6.1467e-08 | 1.1909e-09
[10 empty] | 0 | 0 | 0 | 0 | 0 | 0
[12 empty] | 132500000 |  |  | 40024786.9318

## IRR without CDM (-4% Var PLF)
Wind Power Project IRR Calcuation for 3 towers of 1250 KW capacity each
Note: The combined calculation has been done for both the project participant. (Priyata Intercontinental & Om Intercontinental)
[5 empty] | Depn. Calculations | [6 empty] | (Rs. In Lacs)
[6 empty] | Opening | Depn. @ | Closing | Net flow | Business
Cost of Project (Rs.) | 188700000 |  |  |  | Yr. | Inv. | 80% | Inv. | aft depn. | Profit Adj. | Cumm. | Tax
Internal Rate of Return (IRR) | 12.54%
Average cost per unit (Rs.) | 1.38 |  |  |  | 1 | 1854 | 741.6 | 1112.4 | -741.6 | 0 | -741.6 | 0
Selling price per unit (Rs.) | 3.5 | (Escl p.a.Rs. | 0.15 | ) | 2 | 1112.4 | 889.92 | 222.48 | -761.98 | 0 | -1503.58 | 0
|  | (After 13 yrs Rs.3.5) |  |  | 3 | 222.48 | 177.98 | 44.5 | -21.73 | 0 | -1525.31 | 0
Plant Load Factor Considered | 24.4% |  |  |  | 4 | 44.5 | 35.6 | 8.9 | 109.39 | 0 | -1415.92 | 0
Units Generated |  | 8015999.9198 |  |  | 5 | 8.9 | 7.12 | 1.78 | 164.6 | 0 | -1251.32 | 0
Diff. in Uts.Guaranted | 10% | 801599.992 |  |  |  |  | 1852.22 |  | -1251.32 | 0 |  | 0
7214399.9279
Grid non-avail. | 4% | 288575.9971
Transmission Loss | 3% | 216431.9978 | 6709391.9329 |  | Note: | 1). For first yr. half Depn considered
Operation & Maintenance Exps. (O&M) (Rs.) | 4000000 | (Esclation p.a. | 5% | )
(Not for first 2 yrs.)
Insurance (Rs.) | 420000
Lease Rent (Rs.) | 0
Self financing | 56200000
Borrowing | 132500000 | 188700000 |  |  | Profitability Calculations | [16 empty] | (Rs. In Lacs)
[6 empty] | S.P. | Inflows |  |  |  |  | Outflows | [5 empty] | Net Rev. | Loan | Net
Interest on borrowing | 7.75% |  |  |  | Yr. | P.U. | Sale Amt. | CC | IC Refund | Int.on tax | Total | O&M | Ins. | L. Rent | Int. | Tax | Total | Inflow | Repay. | inflow | Outflow | Net
Repayment period (in years) | 5.5 | [18 empty] | 0 | 562 | -562
No. of Quaterly Instlments for yrs. | 22 | 4 |  |  | 1 | 3.5 | 234.83 | 0 | 0 | 0 | 234.83 | 0 | 4.2 | 0 | 102.69 | 0 | 106.89 | 127.94 | 0 | 127.94 | 0 | 127.94
Quaterly Instalment Amount | 6022727.2727 |  |  |  | 2 | 3.65 | 244.89 | 0 | 11.25 | 0 | 256.14 | 0 | 4.2 | 0 | 95.69 | 0 | 99.89 | 156.25 | 240.91 | -84.66 | 0 | -84.66
Carbon Credit per unit (CC) (Rs.) | 0 |  |  |  | 3 | 3.8 | 254.96 | 0 | 11.25 | 0 | 266.21 | 40 | 4.2 | 0 | 77.02 | 0 | 121.22 | 144.99 | 240.91 | -95.92 | 0 | -95.92
Infrustructure Charges (IC) (Rs.) | 11250000 |  |  |  | 4 | 3.95 | 265.02 | 0 | 11.25 | 0 | 276.27 | 42 | 4.2 | 0 | 58.35 | 0 | 104.55 | 171.72 | 240.91 | -69.19 | 0 | -69.19
[5 empty] | 5 | 4.1 | 275.09 | 0 | 11.25 | 0 | 286.34 | 44.1 | 4.2 | 0 | 39.67 | 0 | 87.97 | 198.37 | 240.91 | -42.54 | 0 | -42.54
[5 empty] | 6 | 4.25 | 285.15 | 0 | 11.25 | 0 | 296.4 | 46.31 | 4.2 | 0 | 21 | 0 | 71.51 | 224.89 | 240.91 | -16.02 | 0 | -16.02
[5 empty] | 7 | 4.4 | 295.21 | 0 | 0 | 0 | 295.21 | 48.63 | 4.2 | 0 | 5.83 | 0 | 58.66 | 236.55 | 120.45 | 116.1 | 0 | 116.1
[5 empty] | 8 | 4.55 | 305.28 | 0 | 0 | 0 | 305.28 | 51.06 | 4.2 | 0 | 0 | 0 | 55.26 | 250.02 | 0 | 250.02 | 0 | 250.02
[5 empty] | 9 | 4.7 | 315.34 | 0 | 0 | 0 | 315.34 | 53.61 | 4.2 | 0 | 0 | 0 | 57.81 | 257.53 | 0 | 257.53 | 0 | 257.53
[5 empty] | 10 | 4.85 | 325.41 | 0 | 0 | 0 | 325.41 | 56.29 | 4.2 | 0 | 0 | 0 | 60.49 | 264.92 | 0 | 264.92 | 0 | 264.92
[5 empty] | 11 | 5 | 335.47 | 0 | 0 | 0 | 335.47 | 59.1 | 4.2 | 0 | 0 | 0 | 63.3 | 272.17 | 0 | 272.17 | 0 | 272.17
[5 empty] | 12 | 5.15 | 345.53 | 0 | 0 | 0 | 345.53 | 62.06 | 4.2 | 0 | 0 | 0 | 66.26 | 279.27 | 0 | 279.27 | 0 | 279.27
[5 empty] | 13 | 5.3 | 355.6 | 0 | 0 | 0 | 355.6 | 65.16 | 4.2 | 0 | 0 | 0 | 69.36 | 286.24 | 0 | 286.24 | 0 | 286.24
[5 empty] | 14 | 3.5 | 234.83 | 0 | 0 | 0 | 234.83 | 68.42 | 4.2 | 0 | 0 | 0 | 72.62 | 162.21 | 0 | 162.21 | 0 | 162.21
[5 empty] | 15 | 3.5 | 234.83 | 0 | 0 | 0 | 234.83 | 71.84 | 4.2 | 0 | 0 | 0 | 76.04 | 158.79 | 0 | 158.79 | 0 | 158.79
[5 empty] | 16 | 3.5 | 234.83 | 0 | 0 | 0 | 234.83 | 75.43 | 4.2 | 0 | 0 | 52.24 | 131.87 | 102.96 | 0 | 102.96 | 0 | 102.96
[5 empty] | 17 | 3.5 | 234.83 | 0 | 0 | 0 | 234.83 | 79.2 | 4.2 | 0 | 0 | 50.97 | 134.37 | 100.46 | 0 | 100.46 | 0 | 100.46
[5 empty] | 18 | 3.5 | 234.83 | 0 | 0 | 0 | 234.83 | 83.16 | 4.2 | 0 | 0 | 49.64 | 137 | 97.83 | 0 | 97.83 | 0 | 97.83
[5 empty] | 19 | 3.5 | 234.83 | 0 | 0 | 0 | 234.83 | 87.32 | 4.2 | 0 | 0 | 48.24 | 139.76 | 95.07 | 0 | 95.07 | 0 | 95.07
[5 empty] | 20 | 3.5 | 234.83 | 0 | 0 | 0 | 234.83 | 91.69 | 4.2 | 0 | 0 | 46.77 | 142.66 | 92.17 | 0 | 92.17 | 0 | 280.87
[7 empty] | 0 | 0 | 0 | 0 | 0 | 0 | 0 | 0 | 0 | 0 | 0 | 0 | 0 | 0 | 0 | 0
[5 empty] | Total |  | 5481.59 | 0 | 56.25 | 0 | 5537.84 | 1125.38 | 84 | 0 | 400.25 | 247.86 | 1857.49 | 3680.35 | 1325 | 2355.35 | 562 | 1982.05
[7 empty] | Note: | [11 empty] | Residual Val. | 10% | 188.7
[6 empty] | 1 | Tax rate considered |  |  |  | 33.66%
[6 empty] | 2 | Tax holiday taken from 6th to 15th yr. (As per IT Act, available for 10 consecutive yrs.out of initial 15 yrs.) | [13 empty] | IRR | 12.54%
Average cost per Unit | [6 empty] | (Rs. In Lacs) |  |  | Interest Calculations |  |  |  |  | (Rs. In Lacs)
| Units | Outflows | [5 empty] | Cost per |  | Opening | Instalment | Loan | Closing |  | Yearly
Yr. | Gererated | O&M | Ins. | L. Rent | Int. | Tax | Total | Unit |  | Balance | Amount | Repay. | Balance | Interest | Interest
1 | 67.09 | 0 | 4.2 | 0 | 102.69 | 0 | 106.89 | 1.59 |  | 132500000 | 0 | 0 | 132500000 | 10268750 | 10268750
2 | 67.09 | 0 | 4.2 | 0 | 95.69 | 0 | 99.89 | 1.49 |  | 132500000 | 6022727.2727 |  | 126477272.7273 | 2567187.5
3 | 67.09 | 40 | 4.2 | 0 | 77.02 | 0 | 121.22 | 1.81 |  | 126477272.7273 | 6022727.2727 |  | 120454545.4545 | 2450497.1591
4 | 67.09 | 42 | 4.2 | 0 | 58.35 | 0 | 104.55 | 1.56 |  | 120454545.4545 | 6022727.2727 |  | 114431818.1818 | 2333806.8182
5 | 67.09 | 44.1 | 4.2 | 0 | 39.67 | 0 | 87.97 | 1.31 |  | 114431818.1818 | 6022727.2727 | 24090909.0909 | 108409090.9091 | 2217116.4773 | 9568607.9545
6 | 67.09 | 46.31 | 4.2 | 0 | 21 |  | 71.51 | 1.07 |  | 108409090.9091 | 6022727.2727 |  | 102386363.6364 | 2100426.1364
7 | 67.09 | 48.63 | 4.2 | 0 | 5.83 |  | 58.66 | 0.87 |  | 102386363.6364 | 6022727.2727 |  | 96363636.3636 | 1983735.7955
8 | 67.09 | 51.06 | 4.2 | 0 | 0 |  | 55.26 | 0.82 |  | 96363636.3636 | 6022727.2727 |  | 90340909.0909 | 1867045.4545
9 | 67.09 | 53.61 | 4.2 | 0 | 0 |  | 57.81 | 0.86 |  | 90340909.0909 | 6022727.2727 | 24090909.0909 | 84318181.8182 | 1750355.1136 | 7701562.5
10 | 67.09 | 56.29 | 4.2 | 0 | 0 |  | 60.49 | 0.9 |  | 84318181.8182 | 6022727.2727 |  | 78295454.5455 | 1633664.7727
11 | 67.09 | 59.1 | 4.2 | 0 | 0 |  | 63.3 | 0.94 |  | 78295454.5455 | 6022727.2727 |  | 72272727.2727 | 1516974.4318
12 | 67.09 | 62.06 | 4.2 | 0 | 0 |  | 66.26 | 0.99 |  | 72272727.2727 | 6022727.2727 |  | 66250000 | 1400284.0909
13 | 67.09 | 65.16 | 4.2 | 0 | 0 |  | 69.36 | 1.03 |  | 66250000 | 6022727.2727 | 24090909.0909 | 60227272.7273 | 1283593.75 | 5834517.0455
14 | 67.09 | 68.42 | 4.2 | 0 | 0 |  | 72.62 | 1.08 |  | 60227272.7273 | 6022727.2727 |  | 54204545.4545 | 1166903.4091
15 | 67.09 | 71.84 | 4.2 | 0 | 0 |  | 76.04 | 1.13 |  | 54204545.4545 | 6022727.2727 |  | 48181818.1818 | 1050213.0682
16 | 67.09 | 75.43 | 4.2 | 0 | 0 | 52.24 | 131.87 | 1.97 |  | 48181818.1818 | 6022727.2727 |  | 42159090.9091 | 933522.7273
17 | 67.09 | 79.2 | 4.2 | 0 | 0 | 50.97 | 134.37 | 2 |  | 42159090.9091 | 6022727.2727 | 24090909.0909 | 36136363.6364 | 816832.3864 | 3967471.5909
18 | 67.09 | 83.16 | 4.2 | 0 | 0 | 49.64 | 137 | 2.04 |  | 36136363.6364 | 6022727.2727 |  | 30113636.3636 | 700142.0455
19 | 67.09 | 87.32 | 4.2 | 0 | 0 | 48.24 | 139.76 | 2.08 |  | 30113636.3636 | 6022727.2727 |  | 24090909.0909 | 583451.7045
20 | 67.09 | 91.69 | 4.2 | 0 | 0 | 46.77 | 142.66 | 2.13 |  | 24090909.0909 | 6022727.2727 |  | 18068181.8182 | 466761.3636
| 0 | 0 | 0 | 0 | 0 | 0 | 0 | 0 |  | 18068181.8182 | 6022727.2727 | 24090909.0909 | 12045454.5455 | 350071.0227 | 2100426.1364
Total | 1341.8 | 1125.38 | 84 | 0 | 400.25 | 247.86 | 1857.49 | 27.67 |  | 12045454.5455 | 6022727.2727 |  | 6022727.2727 | 233380.6818
[10 empty] | 6022727.2727 | 6022727.2727 | 12045454.5455 | 6.1467e-08 | 116690.3409 | 583451.7045
[5 empty] | Average Cost PU Rs. |  |  | 1.38 |  | 6.1467e-08 |  |  | 6.1467e-08 | 1.1909e-09
[10 empty] | 6.1467e-08 |  |  | 6.1467e-08 | 1.1909e-09
[10 empty] | 0 | 0 | 0 | 0 | 0 | 0
[12 empty] | 132500000 |  |  | 40024786.9318

## IRR without CDM (-5% Var PLF)
Wind Power Project IRR Calcuation for 3 towers of 1250 KW capacity each
Note: The combined calculation has been done for both the project participant. (Priyata Intercontinental & Om Intercontinental)
[5 empty] | Depn. Calculations | [6 empty] | (Rs. In Lacs)
[6 empty] | Opening | Depn. @ | Closing | Net flow | Business
Cost of Project (Rs.) | 188700000 |  |  |  | Yr. | Inv. | 80% | Inv. | aft depn. | Profit Adj. | Cumm. | Tax
Internal Rate of Return (IRR) | 12.21%
Average cost per unit (Rs.) | 1.39 |  |  |  | 1 | 1854 | 741.6 | 1112.4 | -741.6 | 0 | -741.6 | 0
Selling price per unit (Rs.) | 3.5 | (Escl p.a.Rs. | 0.15 | ) | 2 | 1112.4 | 889.92 | 222.48 | -764.43 | 0 | -1506.03 | 0
|  | (After 13 yrs Rs.3.5) |  |  | 3 | 222.48 | 177.98 | 44.5 | -24.28 | 0 | -1530.31 | 0
Plant Load Factor Considered | 24.15% |  |  |  | 4 | 44.5 | 35.6 | 8.9 | 106.73 | 0 | -1423.58 | 0
Units Generated |  | 7932499.9207 |  |  | 5 | 8.9 | 7.12 | 1.78 | 161.84 | 0 | -1261.74 | 0
Diff. in Uts.Guaranted | 10% | 793249.9921 |  |  |  |  | 1852.22 |  | -1261.74 | 0 |  | 0
7139249.9286
Grid non-avail. | 4% | 285569.9971
Transmission Loss | 3% | 214177.4979 | 6639502.4336 |  | Note: | 1). For first yr. half Depn considered
Operation & Maintenance Exps. (O&M) (Rs.) | 4000000 | (Esclation p.a. | 5% | )
(Not for first 2 yrs.)
Insurance (Rs.) | 420000
Lease Rent (Rs.) | 0
Self financing | 56200000
Borrowing | 132500000 | 188700000 |  |  | Profitability Calculations | [16 empty] | (Rs. In Lacs)
[6 empty] | S.P. | Inflows |  |  |  |  | Outflows | [5 empty] | Net Rev. | Loan | Net
Interest on borrowing | 7.75% |  |  |  | Yr. | P.U. | Sale Amt. | CC | IC Refund | Int.on tax | Total | O&M | Ins. | L. Rent | Int. | Tax | Total | Inflow | Repay. | inflow | Outflow | Net
Repayment period (in years) | 5.5 | [18 empty] | 0 | 562 | -562
No. of Quaterly Instlments for yrs. | 22 | 4 |  |  | 1 | 3.5 | 232.38 | 0 | 0 | 0 | 232.38 | 0 | 4.2 | 0 | 102.69 | 0 | 106.89 | 125.49 | 0 | 125.49 | 0 | 125.49
Quaterly Instalment Amount | 6022727.2727 |  |  |  | 2 | 3.65 | 242.34 | 0 | 11.25 | 0 | 253.59 | 0 | 4.2 | 0 | 95.69 | 0 | 99.89 | 153.7 | 240.91 | -87.21 | 0 | -87.21
Carbon Credit per unit (CC) (Rs.) | 0 |  |  |  | 3 | 3.8 | 252.3 | 0 | 11.25 | 0 | 263.55 | 40 | 4.2 | 0 | 77.02 | 0 | 121.22 | 142.33 | 240.91 | -98.58 | 0 | -98.58
Infrustructure Charges (IC) (Rs.) | 11250000 |  |  |  | 4 | 3.95 | 262.26 | 0 | 11.25 | 0 | 273.51 | 42 | 4.2 | 0 | 58.35 | 0 | 104.55 | 168.96 | 240.91 | -71.95 | 0 | -71.95
[5 empty] | 5 | 4.1 | 272.22 | 0 | 11.25 | 0 | 283.47 | 44.1 | 4.2 | 0 | 39.67 | 0 | 87.97 | 195.5 | 240.91 | -45.41 | 0 | -45.41
[5 empty] | 6 | 4.25 | 282.18 | 0 | 11.25 | 0 | 293.43 | 46.31 | 4.2 | 0 | 21 | 0 | 71.51 | 221.92 | 240.91 | -18.99 | 0 | -18.99
[5 empty] | 7 | 4.4 | 292.14 | 0 | 0 | 0 | 292.14 | 48.63 | 4.2 | 0 | 5.83 | 0 | 58.66 | 233.48 | 120.45 | 113.03 | 0 | 113.03
[5 empty] | 8 | 4.55 | 302.1 | 0 | 0 | 0 | 302.1 | 51.06 | 4.2 | 0 | 0 | 0 | 55.26 | 246.84 | 0 | 246.84 | 0 | 246.84
[5 empty] | 9 | 4.7 | 312.06 | 0 | 0 | 0 | 312.06 | 53.61 | 4.2 | 0 | 0 | 0 | 57.81 | 254.25 | 0 | 254.25 | 0 | 254.25
[5 empty] | 10 | 4.85 | 322.02 | 0 | 0 | 0 | 322.02 | 56.29 | 4.2 | 0 | 0 | 0 | 60.49 | 261.53 | 0 | 261.53 | 0 | 261.53
[5 empty] | 11 | 5 | 331.98 | 0 | 0 | 0 | 331.98 | 59.1 | 4.2 | 0 | 0 | 0 | 63.3 | 268.68 | 0 | 268.68 | 0 | 268.68
[5 empty] | 12 | 5.15 | 341.93 | 0 | 0 | 0 | 341.93 | 62.06 | 4.2 | 0 | 0 | 0 | 66.26 | 275.67 | 0 | 275.67 | 0 | 275.67
[5 empty] | 13 | 5.3 | 351.89 | 0 | 0 | 0 | 351.89 | 65.16 | 4.2 | 0 | 0 | 0 | 69.36 | 282.53 | 0 | 282.53 | 0 | 282.53
[5 empty] | 14 | 3.5 | 232.38 | 0 | 0 | 0 | 232.38 | 68.42 | 4.2 | 0 | 0 | 0 | 72.62 | 159.76 | 0 | 159.76 | 0 | 159.76
[5 empty] | 15 | 3.5 | 232.38 | 0 | 0 | 0 | 232.38 | 71.84 | 4.2 | 0 | 0 | 0 | 76.04 | 156.34 | 0 | 156.34 | 0 | 156.34
[5 empty] | 16 | 3.5 | 232.38 | 0 | 0 | 0 | 232.38 | 75.43 | 4.2 | 0 | 0 | 51.42 | 131.05 | 101.33 | 0 | 101.33 | 0 | 101.33
[5 empty] | 17 | 3.5 | 232.38 | 0 | 0 | 0 | 232.38 | 79.2 | 4.2 | 0 | 0 | 50.15 | 133.55 | 98.83 | 0 | 98.83 | 0 | 98.83
[5 empty] | 18 | 3.5 | 232.38 | 0 | 0 | 0 | 232.38 | 83.16 | 4.2 | 0 | 0 | 48.81 | 136.17 | 96.21 | 0 | 96.21 | 0 | 96.21
[5 empty] | 19 | 3.5 | 232.38 | 0 | 0 | 0 | 232.38 | 87.32 | 4.2 | 0 | 0 | 47.41 | 138.93 | 93.45 | 0 | 93.45 | 0 | 93.45
[5 empty] | 20 | 3.5 | 232.38 | 0 | 0 | 0 | 232.38 | 91.69 | 4.2 | 0 | 0 | 45.94 | 141.83 | 90.55 | 0 | 90.55 | 0 | 279.25
[7 empty] | 0 | 0 | 0 | 0 | 0 | 0 | 0 | 0 | 0 | 0 | 0 | 0 | 0 | 0 | 0 | 0
[5 empty] | Total |  | 5424.46 | 0 | 56.25 | 0 | 5480.71 | 1125.38 | 84 | 0 | 400.25 | 243.73 | 1853.36 | 3627.35 | 1325 | 2302.35 | 562 | 1929.05
[7 empty] | Note: | [11 empty] | Residual Val. | 10% | 188.7
[6 empty] | 1 | Tax rate considered |  |  |  | 33.66%
[6 empty] | 2 | Tax holiday taken from 6th to 15th yr. (As per IT Act, available for 10 consecutive yrs.out of initial 15 yrs.) | [13 empty] | IRR | 12.21%
Average cost per Unit | [6 empty] | (Rs. In Lacs) |  |  | Interest Calculations |  |  |  |  | (Rs. In Lacs)
| Units | Outflows | [5 empty] | Cost per |  | Opening | Instalment | Loan | Closing |  | Yearly
Yr. | Gererated | O&M | Ins. | L. Rent | Int. | Tax | Total | Unit |  | Balance | Amount | Repay. | Balance | Interest | Interest
1 | 66.4 | 0 | 4.2 | 0 | 102.69 | 0 | 106.89 | 1.61 |  | 132500000 | 0 | 0 | 132500000 | 10268750 | 10268750
2 | 66.4 | 0 | 4.2 | 0 | 95.69 | 0 | 99.89 | 1.5 |  | 132500000 | 6022727.2727 |  | 126477272.7273 | 2567187.5
3 | 66.4 | 40 | 4.2 | 0 | 77.02 | 0 | 121.22 | 1.83 |  | 126477272.7273 | 6022727.2727 |  | 120454545.4545 | 2450497.1591
4 | 66.4 | 42 | 4.2 | 0 | 58.35 | 0 | 104.55 | 1.57 |  | 120454545.4545 | 6022727.2727 |  | 114431818.1818 | 2333806.8182
5 | 66.4 | 44.1 | 4.2 | 0 | 39.67 | 0 | 87.97 | 1.32 |  | 114431818.1818 | 6022727.2727 | 24090909.0909 | 108409090.9091 | 2217116.4773 | 9568607.9545
6 | 66.4 | 46.31 | 4.2 | 0 | 21 |  | 71.51 | 1.08 |  | 108409090.9091 | 6022727.2727 |  | 102386363.6364 | 2100426.1364
7 | 66.4 | 48.63 | 4.2 | 0 | 5.83 |  | 58.66 | 0.88 |  | 102386363.6364 | 6022727.2727 |  | 96363636.3636 | 1983735.7955
8 | 66.4 | 51.06 | 4.2 | 0 | 0 |  | 55.26 | 0.83 |  | 96363636.3636 | 6022727.2727 |  | 90340909.0909 | 1867045.4545
9 | 66.4 | 53.61 | 4.2 | 0 | 0 |  | 57.81 | 0.87 |  | 90340909.0909 | 6022727.2727 | 24090909.0909 | 84318181.8182 | 1750355.1136 | 7701562.5
10 | 66.4 | 56.29 | 4.2 | 0 | 0 |  | 60.49 | 0.91 |  | 84318181.8182 | 6022727.2727 |  | 78295454.5455 | 1633664.7727
11 | 66.4 | 59.1 | 4.2 | 0 | 0 |  | 63.3 | 0.95 |  | 78295454.5455 | 6022727.2727 |  | 72272727.2727 | 1516974.4318
12 | 66.4 | 62.06 | 4.2 | 0 | 0 |  | 66.26 | 1 |  | 72272727.2727 | 6022727.2727 |  | 66250000 | 1400284.0909
13 | 66.4 | 65.16 | 4.2 | 0 | 0 |  | 69.36 | 1.04 |  | 66250000 | 6022727.2727 | 24090909.0909 | 60227272.7273 | 1283593.75 | 5834517.0455
14 | 66.4 | 68.42 | 4.2 | 0 | 0 |  | 72.62 | 1.09 |  | 60227272.7273 | 6022727.2727 |  | 54204545.4545 | 1166903.4091
15 | 66.4 | 71.84 | 4.2 | 0 | 0 |  | 76.04 | 1.15 |  | 54204545.4545 | 6022727.2727 |  | 48181818.1818 | 1050213.0682
16 | 66.4 | 75.43 | 4.2 | 0 | 0 | 51.42 | 131.05 | 1.97 |  | 48181818.1818 | 6022727.2727 |  | 42159090.9091 | 933522.7273
17 | 66.4 | 79.2 | 4.2 | 0 | 0 | 50.15 | 133.55 | 2.01 |  | 42159090.9091 | 6022727.2727 | 24090909.0909 | 36136363.6364 | 816832.3864 | 3967471.5909
18 | 66.4 | 83.16 | 4.2 | 0 | 0 | 48.81 | 136.17 | 2.05 |  | 36136363.6364 | 6022727.2727 |  | 30113636.3636 | 700142.0455
19 | 66.4 | 87.32 | 4.2 | 0 | 0 | 47.41 | 138.93 | 2.09 |  | 30113636.3636 | 6022727.2727 |  | 24090909.0909 | 583451.7045
20 | 66.4 | 91.69 | 4.2 | 0 | 0 | 45.94 | 141.83 | 2.14 |  | 24090909.0909 | 6022727.2727 |  | 18068181.8182 | 466761.3636
| 0 | 0 | 0 | 0 | 0 | 0 | 0 | 0 |  | 18068181.8182 | 6022727.2727 | 24090909.0909 | 12045454.5455 | 350071.0227 | 2100426.1364
Total | 1328 | 1125.38 | 84 | 0 | 400.25 | 243.73 | 1853.36 | 27.89 |  | 12045454.5455 | 6022727.2727 |  | 6022727.2727 | 233380.6818
[10 empty] | 6022727.2727 | 6022727.2727 | 12045454.5455 | 6.1467e-08 | 116690.3409 | 583451.7045
[5 empty] | Average Cost PU Rs. |  |  | 1.39 |  | 6.1467e-08 |  |  | 6.1467e-08 | 1.1909e-09
[10 empty] | 6.1467e-08 |  |  | 6.1467e-08 | 1.1909e-09
[10 empty] | 0 | 0 | 0 | 0 | 0 | 0
[12 empty] | 132500000 |  |  | 40024786.9318