## Results
CENTRAL ELECTRICITY AUTHORITY: CO2 BASELINE DATABASE
VERSION |  |  | 3.0
DATE |  |  | 15 December 2007
BASELINE METHODOLOGY |  |  | ACM0002 / Ver 07
EMISSION FACTORS
Weighted Average Emission Rate (tCO2/MWh) (excl. Imports) | [7 empty] | Weighted Average Emission Rate (tCO2/MWh) (incl. Imports)
| 2000-01 | 2001-02 | 2002-03 | 2003-04 | 2004-05 | 2005-06 | 2006-07 |  | 2000-01 | 2001-02 | 2002-03 | 2003-04 | 2004-05 | 2005-06 | 2006-07
North | 0.72371 | 0.72654 | 0.73792 | 0.70946 | 0.71341 | 0.71402 | 0.72287 | North | 0.72371 | 0.72654 | 0.74056 | 0.70985 | 0.72349 | 0.7274 | 0.73729
East | 1.0876 | 1.0573 | 1.1128 | 1.1035 | 1.0768 | 1.0756 | 1.0271 | East | 1.06 | 1.032 | 1.0852 | 1.076 | 1.0534 | 1.0507 | 0.99571
South | 0.73474 | 0.7456 | 0.82354 | 0.84226 | 0.78413 | 0.73565 | 0.71779 | South | 0.73878 | 0.74978 | 0.82422 | 0.84228 | 0.78502 | 0.73595 | 0.72194
West | 0.89881 | 0.92472 | 0.90337 | 0.90203 | 0.92418 | 0.87461 | 0.85029 | West | 0.89908 | 0.92485 | 0.90446 | 0.90254 | 0.92429 | 0.89218 | 0.86288
North-East | 0.4249 | 0.4143 | 0.40302 | 0.42815 | 0.31801 | 0.33088 | 0.38753 | North-East | 0.4249 | 0.4143 | 0.40302 | 0.42815 | 0.51505 | 0.33088 | 0.39739
India | 0.82157 | 0.83099 | 0.85471 | 0.85087 | 0.84246 | 0.81715 | 0.8024 | India | 0.81912 | 0.82854 | 0.85213 | 0.84801 | 0.8398 | 0.81466 | 0.80012
Simple Operating Margin (tCO2/MWh) (excl. Imports) | [7 empty] | Simple Operating Margin (tCO2/MWh) (incl. Imports)
| 2000-01 | 2001-02 | 2002-03 | 2003-04 | 2004-05 | 2005-06 | 2006-07 |  | 2000-01 | 2001-02 | 2002-03 | 2003-04 | 2004-05 | 2005-06 | 2006-07
North | 0.97682 | 0.97779 | 0.99876 | 0.98696 | 0.97448 | 0.99366 | 0.99202 | North | 0.97682 | 0.97779 | 1.0003 | 0.98721 | 0.9801 | 0.9992 | 0.99846
East | 1.2198 | 1.221 | 1.2025 | 1.2303 | 1.2037 | 1.1585 | 1.1287 | East | 1.2198 | 1.1874 | 1.1704 | 1.196 | 1.1745 | 1.1291 | 1.0909
South | 1.0219 | 1.0008 | 1.0076 | 1.0048 | 1.0003 | 1.0078 | 1.0012 | South | 1.0237 | 1.0027 | 1.0075 | 1.0048 | 1.0009 | 1.0079 | 1.003
West | 0.97915 | 1.0102 | 0.98455 | 0.99217 | 1.0132 | 0.99365 | 0.98774 | West | 0.97818 | 1.0101 | 0.98502 | 0.99214 | 1.0129 | 1.0039 | 0.99363
North-East | 0.73529 | 0.71065 | 0.74368 | 0.73664 | 0.7143 | 0.69943 | 0.69286 | North-East | 0.73529 | 0.71065 | 0.74368 | 0.73664 | 0.90187 | 0.69943 | 0.70312
India | 1.0169 | 1.0241 | 1.0208 | 1.0261 | 1.0275 | 1.023 | 1.0142 | India | 1.0132 | 1.0204 | 1.0171 | 1.0219 | 1.0236 | 1.0191 | 1.0106
Build Margin (tCO2/MWh) (excl. Imports) | [7 empty] | Build Margin (tCO2/MWh) (not adjusted for imports)
| 2000-01 | 2001-02 | 2002-03 | 2003-04 | 2004-05 | 2005-06 | 2006-07 |  | 2000-01 | 2001-02 | 2002-03 | 2003-04 | 2004-05 | 2005-06 | 2006-07
North |  |  |  |  | 0.53357 | 0.60064 | 0.62834 | North |  |  |  |  | 0.53357 | 0.60064 | 0.62834
East |  |  |  |  | 0.90426 | 0.9672 | 0.92809 | East |  |  |  |  | 0.90426 | 0.9672 | 0.92809
South |  |  |  |  | 0.70469 | 0.71013 | 0.70546 | South |  |  |  |  | 0.70469 | 0.71013 | 0.70546
West |  |  |  |  | 0.77004 | 0.63001 | 0.5938 | West |  |  |  |  | 0.77004 | 0.63001 | 0.5938
North-East |  |  |  |  | 0.14557 | 0.14893 | 0.22651 | North-East |  |  |  |  | 0.14557 | 0.14893 | 0.22651
India |  |  |  |  | 0.69436 | 0.68381 | 0.67707 | India |  |  |  |  | 0.69436 | 0.68381 | 0.67707
Combined Margin (tCO2/MWh) (excl. Imports) | [7 empty] | Combined Margin in tCO2/MWh (incl. Imports)
| 2000-01 | 2001-02 | 2002-03 | 2003-04 | 2004-05 | 2005-06 | 2006-07 |  | 2000-01 | 2001-02 | 2002-03 | 2003-04 | 2004-05 | 2005-06 | 2006-07
North | 0.7552 | 0.75568 | 0.76616 | 0.76027 | 0.75403 | 0.79715 | 0.81018 | North | 0.7552 | 0.75568 | 0.76695 | 0.76039 | 0.75684 | 0.79992 | 0.8134
East | 1.062 | 1.0626 | 1.0534 | 1.0673 | 1.054 | 1.0628 | 1.0284 | East | 1.062 | 1.0458 | 1.0373 | 1.0501 | 1.0394 | 1.0482 | 1.0095
South | 0.86328 | 0.85275 | 0.85613 | 0.85476 | 0.85251 | 0.85894 | 0.85335 | South | 0.86419 | 0.85369 | 0.85607 | 0.85476 | 0.85278 | 0.85902 | 0.85424
West | 0.87459 | 0.8901 | 0.87729 | 0.8811 | 0.8916 | 0.81183 | 0.79077 | West | 0.87411 | 0.89006 | 0.87753 | 0.88109 | 0.89149 | 0.81693 | 0.79371
North-East | 0.44043 | 0.42811 | 0.44463 | 0.4411 | 0.42994 | 0.42418 | 0.45969 | North-East | 0.44043 | 0.42811 | 0.44463 | 0.4411 | 0.52372 | 0.42418 | 0.46482
India | 0.85564 | 0.85922 | 0.85758 | 0.86021 | 0.86093 | 0.85342 | 0.84564 | India | 0.85377 | 0.85736 | 0.85575 | 0.85813 | 0.85896 | 0.85147 | 0.84382
GENERATION DATA | [7 empty] | EMISSION DATA
Gross Generation Total (GWh) | [7 empty] | Absolute Emissions Total (tCO2)
| 2000-01 | 2001-02 | 2002-03 | 2003-04 | 2004-05 | 2005-06 | 2006-07 |  | 2000-01 | 2001-02 | 2002-03 | 2003-04 | 2004-05 | 2005-06 | 2006-07
North | 144292.199 | 151185.0728 | 155384.6189 | 165735.3139 | 168437.5433 | 179750.7071 | 191104.4634 | North | 97866564.5477 | 102743112.8041 | 106808581.7392 | 109996544.2364 | 112212597.1931 | 120102147.5211 | 129554681.998
East | 58935.709 | 64047.5952 | 66256.7115 | 75374.1246 | 85776.3943 | 93901.994 | 101959.469 | East | 58026488.0335 | 61427498.5804 | 66593199.859 | 75512009.65 | 83956860.1599 | 92517515.2738 | 96360317.0832
South | 129035.2101 | 131901.578 | 136915.5294 | 138517.149 | 144085.685 | 147355.0469 | 161897.0061 | South | 89019262.6079 | 92178116.1361 | 105239699.9084 | 108123211.2874 | 105603623.8277 | 101760966.2734 | 109251805.6158
West | 162328.8 | 165804.967 | 177398.514 | 172681.86 | 183954.924 | 188605.65 | 199345.844 | West | 135192152.593 | 141597620.8766 | 148557340.8359 | 144127175.3134 | 157781064.7768 | 153933198.5179 | 157722686.0549
North-East | 5319.43 | 5332.31 | 5808.1923 | 5866.97 | 7883.43 | 7778.1553 | 6970.358 | North-East | 2207396.1802 | 2159969.0686 | 2285723.5112 | 2462795.8859 | 2468462.532 | 2532819.0553 | 2645855.9264
India | 499911.3481 | 518271.523 | 541763.5661 | 558175.4175 | 590137.9766 | 617391.5533 | 661277.1405 | India | 382311863.9624 | 400106317.4658 | 429484545.8538 | 440221736.3732 | 462022608.4895 | 470846646.6415 | 495535346.6782
Net Generation Total (GWh) | [7 empty] | Absolute Emissions OM (tCO2)
| 2000-01 | 2001-02 | 2002-03 | 2003-04 | 2004-05 | 2005-06 | 2006-07 |  | 2000-01 | 2001-02 | 2002-03 | 2003-04 | 2004-05 | 2005-06 | 2006-07
North | 135229.7913 | 141414.678 | 144742.5806 | 155043.2555 | 157290.7997 | 168205.6692 | 179223.3653 | North | 97866564.5477 | 102743112.8041 | 106808581.7392 | 109996544.2364 | 112212597.1931 | 120102147.5211 | 129554681.998
East | 53350.4062 | 58096.6927 | 59841.3701 | 68428.0024 | 77968.1537 | 86014.1784 | 93817.7062 | East | 58026488.0335 | 61427498.5804 | 66593199.859 | 75512009.65 | 83956860.1599 | 92517515.2738 | 96360317.0832
South | 121157.9468 | 123629.7159 | 127788.65 | 128372.685 | 134675.8412 | 138328.5519 | 152205.9519 | South | 89019262.6079 | 92178116.1361 | 105239699.9084 | 108123211.2874 | 105603623.8277 | 101760966.2734 | 109251805.6158
West | 150411.9833 | 153124.7362 | 164447.6884 | 159780.3232 | 170725.6149 | 176002.5301 | 185492.6835 | West | 135192152.593 | 141597620.8766 | 148557340.8359 | 144127175.3134 | 157781064.7768 | 153933198.5179 | 157722686.0549
North-East | 5195.059 | 5213.485 | 5671.4724 | 5752.185 | 7762.1255 | 7654.8407 | 6827.5685 | North-East | 2207396.1802 | 2159969.0686 | 2285723.5112 | 2462795.8859 | 2468462.532 | 2532819.0553 | 2645855.9264
India | 465345.1866 | 481479.3078 | 502491.7616 | 517376.4511 | 548422.5349 | 576205.7702 | 617567.2754 | India | 382311863.9624 | 400106317.4658 | 429484545.8538 | 440221736.3732 | 462022608.4895 | 470846646.6415 | 495535346.6782
Share of Must-Run (Hydro/Nuclear) (% of Net Generation) | [7 empty] | Absolute Emissions BM (tCO2)
| 2000-01 | 2001-02 | 2002-03 | 2003-04 | 2004-05 | 2005-06 | 2006-07 |  | 2000-01 | 2001-02 | 2002-03 | 2003-04 | 2004-05 | 2005-06 | 2006-07
North | 25.91% | 25.7% | 26.12% | 28.12% | 26.79% | 28.14% | 27.13% | North |  |  |  |  | 17108583.2574 | 20625908.4681 | 22941126.547
East | 10.83% | 13.41% | 7.461% | 10.3% | 10.54% | 7.151% | 8.999% | East |  |  |  |  | 14303611.4064 | 16990437.5594 | 17547736.3201
South | 28.1% | 25.5% | 18.26% | 16.18% | 21.61% | 27% | 28.31% | South |  |  |  |  | 20092752.1289 | 20045638.7224 | 21475360.1352
West | 8.205% | 8.458% | 8.245% | 9.085% | 8.783% | 11.98% | 13.92% | West |  |  |  |  | 27148870.3627 | 22318132.5633 | 22707947.5175
North-East | 42.21% | 41.7% | 45.81% | 41.88% | 55.48% | 52.69% | 44.07% | North-East |  |  |  |  | 299124.034 | 267050.8863 | 325491.0603
India | 19.21% | 18.85% | 16.27% | 17.07% | 18.01% | 20.12% | 20.89% | India |  |  |  |  | 78952941.1894 | 80247168.1996 | 84997661.5802
Net Generation in Operating Margin (GWh)
| 2000-01 | 2001-02 | 2002-03 | 2003-04 | 2004-05 | 2005-06 | 2006-07
North | 100188.9463 | 105076.493 | 106941.5456 | 111449.9855 | 115151.1797 | 120868.9008 | 130596.5184
East | 47570.4512 | 50307.8327 | 55376.8051 | 61378.4274 | 69746.4687 | 79863.168 | 85374.6934
South | 87114.1318 | 92102.9559 | 104449.065 | 107603.45 | 105568.4712 | 100978.3759 | 109116.3775
West | 138071.2583 | 140172.9812 | 150888.9784 | 145264.4732 | 155731.2149 | 154917.671 | 159680.6677
North-East | 3002.079 | 3039.41 | 3073.5274 | 3343.29 | 3455.7655 | 3621.24 | 3818.7183
India | 375946.8666 | 390699.6728 | 420729.9216 | 429039.6261 | 449653.0999 | 460249.3557 | 488586.9753 | IMPORT DATA
20% of Net Generation (GWh) | [7 empty] | Net Imports (GWh) - Net exporting grids are set to zero
| 2000-01 | 2001-02 | 2002-03 | 2003-04 | 2004-05 | 2005-06 | 2006-07 |  | 2000-01 | 2001-02 | 2002-03 | 2003-04 | 2004-05 | 2005-06 | 2006-07
North | 27045.9583 | 28282.9356 | 28948.5161 | 31008.6511 | 31458.1599 | 33641.1338 | 35844.6731 | North | 0 | 0 | 0 | 0 | 3615.68 | 5747.62 | 6611.65
East | 10670.0812 | 11619.3385 | 11968.274 | 13685.6005 | 15593.6307 | 17202.8357 | 18763.5412 | East | 489.26 | 554.62 | 356.99 | 1688.57 | 0 | 0 | 0
South | 24231.5894 | 24725.9432 | 25557.73 | 25674.537 | 26935.1682 | 27665.7104 | 30441.1904 | South | 1162.35 | 1356.64 | 517.69 | 0 | 0 | 0 | 0
West | 30082.3967 | 30624.9472 | 32889.5377 | 31956.0646 | 34145.123 | 35200.506 | 37098.5367 | West | 321.24 | 0 | 797.07 | 962.39 | 284.79 | 11982.18 | 10473.13
North-East | 1039.0118 | 1042.697 | 1134.2945 | 1150.437 | 1552.4251 | 1530.9681 | 1365.5137 | North-East | 0 | 0 | 0 | 0 | 2098.64 | 0 | 92.06
India | 93069.0373 | 96295.8616 | 100498.3523 | 103475.2902 | 109684.507 | 115241.154 | 123513.4551
Net Generation in Build Margin (GWh) | [7 empty] | Share of Net Imports (% of Net Generation)
| 2000-01 | 2001-02 | 2002-03 | 2003-04 | 2004-05 | 2005-06 | 2006-07 |  | 2000-01 | 2001-02 | 2002-03 | 2003-04 | 2004-05 | 2005-06 | 2006-07
North |  |  |  |  | 32064.2165 | 34340.111 | 36510.6643 | North | 0% | 0% | 0% | 0% | 2.299% | 3.417% | 3.689%
East |  |  |  |  | 15818.0312 | 17566.6716 | 18907.3452 | East | 0.9171% | 0.9546% | 0.5966% | 2.468% | 0% | 0% | 0%
South |  |  |  |  | 28513.049 | 28227.9948 | 30441.654 | South | 0.9594% | 1.097% | 0.4051% | 0% | 0% | 0% | 0%
West |  |  |  |  | 35256.6102 | 35425.1172 | 38241.7708 | West | 0.2136% | 0% | 0.4847% | 0.6023% | 0.1668% | 6.808% | 5.646%
North-East |  |  |  |  | 2054.8364 | 1793.1428 | 1436.9596 | North-East | 0% | 0% | 0% | 0% | 27.04% | 0% | 1.348%
India |  |  |  |  | 113706.7435 | 117353.0374 | 125538.394

## Data
S_NO | NAME | UNIT_NO | Date of Commissioning | CAPACITY MW AS ON 31/03/2007 | REGION | STATE | SECTOR | SYSTEM | TYPE | FUEL 1 | FUEL 2 | 2000-01 Net Generation GWh | 2000-01 Absolute Emissions t CO2 | 2000-01 Specific Emissions t CO2/MWh | 2000-01 in Operating Margin | 2001-02 Net Generation GWh | 2001-02 Absolute Emissions t CO2 | 2001-02 Specific Emissions t CO2/MWh | 2001-02 in Operating Margin | 2002-03 Net Generation GWh | 2002-03 Absolute Emissions t CO2 | 2002-03 Specific Emissions t CO2/MWh | 2002-03 in Operating Margin | 2003-04 Net Generation GWh | 2003-04 Absolute Emissions t CO2 | 2003-04 Specific Emissions t CO2/MWh | 2003-04 in Operating Margin | 2004-05 Net Generation GWh | 2004-05 Absolute Emissions t CO2 | 2004-05 Specific Emissions t CO2/MWh | 2004-05 in Operating Margin | 2004-05 in Build Margin | 2005-06 Net Generation GWh | 2005-06 Absolute Emissions t CO2 | 2005-06 Specific Emissions t CO2/MWh | 2005-06 in Operating Margin | 2005-06 in Build Margin | 2006-07 Net Generation GWh | 2006-07 Absolute Emissions t CO2 | 2006-07 Specific Emissions t CO2/MWh | 2006-07 in Operating Margin | 2006-07 in Build Margin
1 | PATRATU | 0 |  | 840 | ER | JHARKHAND | STATE | JSEB | THERMAL | COAL | OIL | 1214.52 | 2129607.1464 | 1.7535 | 1 | 1039.3529 | 2020212.6216 | 1.9437 | 1 | 1001.318 | 2005417.0837 | 2.0028 | 1 | 885.0137 | 1714887.2925 | 1.9377 | 1 | 578.7478 | 1203019.0202 | 2.0787 | 1 |  | 706 | 1356368.0699 | 1.9212 | 1 |  | 525.6 | 972941.1129 | 1.8511 | 1
1 | PATRATU | 1 | 1966-10-01 | 50 | ER | JHARKHAND | STATE | JSEB | THERMAL | COAL | OIL
1 | PATRATU | 2 | 1967-06-01 | 50 | ER | JHARKHAND | STATE | JSEB | THERMAL | COAL | OIL
1 | PATRATU | 3 | 1969-02-01 | 50 | ER | JHARKHAND | STATE | JSEB | THERMAL | COAL | OIL
1 | PATRATU | 4 | 1970-01-01 | 50 | ER | JHARKHAND | STATE | JSEB | THERMAL | COAL | OIL
1 | PATRATU | 5 | 1971-12-17 | 100 | ER | JHARKHAND | STATE | JSEB | THERMAL | COAL | OIL
1 | PATRATU | 6 | 1972-03-13 | 100 | ER | JHARKHAND | STATE | JSEB | THERMAL | COAL | OIL
1 | PATRATU | 7 | 1977-01-17 | 110 | ER | JHARKHAND | STATE | JSEB | THERMAL | COAL | OIL
1 | PATRATU | 8 | 1978-03-02 | 110 | ER | JHARKHAND | STATE | JSEB | THERMAL | COAL | OIL
1 | PATRATU | 9 | 1984-03-30 | 110 | ER | JHARKHAND | STATE | JSEB | THERMAL | COAL | OIL
1 | PATRATU | 10 | 1986-03-02 | 110 | ER | JHARKHAND | STATE | JSEB | THERMAL | COAL | OIL
2 | BARAUNI | 0 |  | 320 | ER | BIHAR | STATE | BSEB | THERMAL | COAL | OIL | 288 | 492931.1019 | 1.7116 | 1 | 270.3 | 606596.1176 | 2.2442 | 1 | 242 | 444261.443 | 1.8358 | 1 | 247.5 | 514576.1181 | 2.0791 | 1 | 133.2 | 326600.3801 | 2.452 | 1 |  | 96 | 242341.7684 | 2.5244 | 1 |  | 26.5 | 62201.1451 | 2.3472 | 1
2 | BARAUNI | 1 | 1969-10-31 | 50 | ER | BIHAR | STATE | BSEB | THERMAL | COAL | OIL
2 | BARAUNI | 2 | 1971-11-30 | 50 | ER | BIHAR | STATE | BSEB | THERMAL | COAL | OIL
2 | BARAUNI | 3 | 1983-05-01 | 110 | ER | BIHAR | STATE | BSEB | THERMAL | COAL | OIL
2 | BARAUNI | 4 | 1985-03-31 | 110 | ER | BIHAR | STATE | BSEB | THERMAL | COAL | OIL
3 | KAHALGAON | 0 |  | 1340 | ER | BIHAR | CENTER | NTPC | THERMAL | COAL | OIL | 4414.8248 | 4370762.7799 | 0.99002 | 1 | 4367.5359 | 4277830.5753 | 0.97946 | 1 | 5168.2721 | 4666115.6772 | 0.90284 | 1 | 5591.446 | 5554063.6605 | 0.99331 | 1 | 5867.4188 | 5694568.2592 | 0.97054 | 1 |  | 6020 | 6090761 | 1.0118 | 1 |  | 6031 | 6072998 | 1.007 | 1
3 | KAHALGAON | 1 | 1992-03-31 | 210 | ER | BIHAR | CENTER | NTPC | THERMAL | COAL | OIL
3 | KAHALGAON | 2 | 1994-03-17 | 210 | ER | BIHAR | CENTER | NTPC | THERMAL | COAL | OIL
3 | KAHALGAON | 3 | 1995-03-24 | 210 | ER | BIHAR | CENTER | NTPC | THERMAL | COAL | OIL
3 | KAHALGAON | 4 | 1996-03-18 | 210 | ER | BIHAR | CENTER | NTPC | THERMAL | COAL | OIL
3 | KAHALGAON | 5 | 2007-03-31 | 500 | ER | BIHAR | CENTER | NTPC | THERMAL | COAL | OIL | [26 empty] | 0 | 0 | 1 |  | 1
4 | TENUGHAT | 0 |  | 420 | ER | JHARKHAND | STATE | TVNL | THERMAL | COAL | OIL | 1201.1663 | 1376597.628 | 1.1461 | 1 | 1037.0191 | 1171979.1151 | 1.1301 | 1 | 1161.4596 | 1372907.066 | 1.1821 | 1 | 1202.1126 | 1282774.1283 | 1.0671 | 1 | 1092.0959 | 1295726.0885 | 1.1865 | 1 |  | 1310.79 | 2002824.0567 | 1.528 | 1 |  | 2389 | 3174301.2773 | 1.3287 | 1
4 | TENUGHAT | 1 | 1994-04-14 | 210 | ER | JHARKHAND | STATE | TVNL | THERMAL | COAL | OIL
4 | TENUGHAT | 2 | 1996-10-10 | 210 | ER | JHARKHAND | STATE | TVNL | THERMAL | COAL | OIL | [17 empty] | 0 | 1.1865
5 | JOJOBERA IMP. | 0 |  | 427.5 | ER | JHARKHAND | PVT | TATA PCL | THERMAL | COAL | OIL | 471 | 474758.9868 | 1.008 | 1 | 1057 | 1128705.5079 | 1.0678 | 1 | 1537 | 1628640.8242 | 1.0596 | 1 | 1596 | 1731146.9389 | 1.0847 | 1 | 1743 | 1885743.9864 | 1.0819 | 1 |  | 2125.9 | 2307939.4023 | 1.0856 | 1 |  | 2442.5 | 2664015.9251 | 1.0907 | 1
5 | JOJOBERA IMP. | 1 | 1995-12-22 | 67.5 | ER | JHARKHAND | PVT | TATA PCL | THERMAL | COAL | OIL | [26 empty] | 484
5 | JOJOBERA IMP. | 2 | 2000-10-09 | 120 | ER | JHARKHAND | PVT | TATA PCL | THERMAL | COAL | OIL | [16 empty] | 681.212 | 715272.6 | 1.05 |  | 1 | 701.7082 | 736793.5978 | 1.05 |  | 1 | 534.7
5 | JOJOBERA IMP. | 3 | 2001-08-27 | 120 | ER | JHARKHAND | PVT | TATA PCL | THERMAL | COAL | OIL | [16 empty] | 662.965 | 696113.25 | 1.05 |  | 1 | 701.7082 | 736793.5978 | 1.05 |  | 1 | 748.9 | 786345 | 1.05 |  | 1
5 | JOJOBERA IMP. | 4 | 2005-09-23 | 120 | ER | JHARKHAND | PVT | TATA PCL | THERMAL | COAL | OIL | [21 empty] | 363.3503 | 381517.7808 | 1.05 |  | 1 | 674.8 | 708540 | 1.05 |  | 1
6 | CHANDRAPURA | 0 |  | 780 | ER | JHARKHAND | CENTER | DVC | THERMAL | COAL | OIL | 1218.4 | 2395317.1539 | 1.966 | 1 | 1306 | 2415835.334 | 1.8498 | 1 | 905.2001 | 1836749.4905 | 2.0291 | 1 | 1089.1892 | 2152665.5769 | 1.9764 | 1 | 1647.757 | 2633923.139 | 1.5985 | 1 |  | 1775 | 2538987.4131 | 1.4304 | 1 |  | 1876.091 | 2563117.9178 | 1.3662 | 1
6 | CHANDRAPURA | 1 | 1964-09-30 | 140 | ER | JHARKHAND | CENTER | DVC | THERMAL | COAL | OIL
6 | CHANDRAPURA | 2 | 1964-11-30 | 140 | ER | JHARKHAND | CENTER | DVC | THERMAL | COAL | OIL
6 | CHANDRAPURA | 3 | 1968-06-30 | 140 | ER | JHARKHAND | CENTER | DVC | THERMAL | COAL | OIL
6 | CHANDRAPURA | 4 | 1974-03-31 | 120 | ER | JHARKHAND | CENTER | DVC | THERMAL | COAL | OIL
6 | CHANDRAPURA | 5 | 1975-03-31 | 120 | ER | JHARKHAND | CENTER | DVC | THERMAL | COAL | OIL
6 | CHANDRAPURA | 6 | 1979-03-29 | 120 | ER | JHARKHAND | CENTER | DVC | THERMAL | COAL | OIL
7 | DURGAPUR | 0 |  | 350 | ER | WEST BENGAL | CENTER | DVC | THERMAL | COAL | OIL | 1299.48 | 1967415.3255 | 1.514 | 1 | 942.7 | 1564824.0717 | 1.6599 | 1 | 962.05 | 1549029.1443 | 1.6101 | 1 | 1478.94 | 2331500.8061 | 1.5765 | 1 | 1291.36 | 1969528.9096 | 1.5252 | 1 |  | 1601 | 2243952.4132 | 1.4016 | 1 |  | 1826.809 | 2475279.8154 | 1.355 | 1
7 | DURGAPUR | 1 | 1967-05-31 | 140 | ER | WEST BENGAL | CENTER | DVC | THERMAL | COAL | OIL | [26 empty] | 659.037
7 | DURGAPUR | 2 | 1981-12-05 | 210 | ER | WEST BENGAL | CENTER | DVC | THERMAL | COAL | OIL | [26 empty] | 1167.772
8 | BOKARO B | 0 |  | 630 | ER | JHARKHAND | CENTER | DVC | THERMAL | COAL | OIL | 1887.56 | 3167345.2652 | 1.678 | 1 | 1990.64 | 3327151.8623 | 1.6714 | 1 | 2740.7 | 4499533.2405 | 1.6417 | 1 | 2398.02 | 4014038.3218 | 1.6739 | 1 | 2200.92 | 3725350.4566 | 1.6926 | 1 |  | 2365 | 3751554.023 | 1.5863 | 1 |  | 2957 | 4117802.0471 | 1.3926 | 1
8 | BOKARO B | 1 | 1986-03-24 | 210 | ER | JHARKHAND | CENTER | DVC | THERMAL | COAL | OIL
8 | BOKARO B | 2 | 1990-11-07 | 210 | ER | JHARKHAND | CENTER | DVC | THERMAL | COAL | OIL
8 | BOKARO B | 3 | 1993-03-31 | 210 | ER | JHARKHAND | CENTER | DVC | THERMAL | COAL | OIL
9 | MAITHON GT | 0 |  | 90 | ER | JHARKHAND | CENTER | DVC | THERMAL | DISL | n/a | 17.37 | 17022.6 | 0.98 | 1 | 17.1577 | 16814.546 | 0.98 | 1 | 8.0288 | 7868.224 | 0.98 | 1 | 6.4269 | 6298.362 | 0.98 | 1 | 0 | 0 | 0 | 1 |  | 0 | 0 | 0 | 1 |  | 0 | 0 | 0 | 1
9 | MAITHON GT | 1 | 1989-03-08 | 30 | ER | JHARKHAND | CENTER | DVC | THERMAL | DISL | n/a
9 | MAITHON GT | 2 | 1989-03-13 | 30 | ER | JHARKHAND | CENTER | DVC | THERMAL | DISL | n/a
9 | MAITHON GT | 3 | 1989-03-20 | 30 | ER | JHARKHAND | CENTER | DVC | THERMAL | DISL | n/a
10 | MEJIA | 0 |  | 1050 | ER | WEST BENGAL | CENTER | DVC | THERMAL | COAL | OIL | 2334.303 | 3307654.9439 | 1.417 | 1 | 2276.4 | 3485549.6242 | 1.5312 | 1 | 2910.68 | 4040623.1632 | 1.3882 | 1 | 3585.72 | 5019671.4714 | 1.3999 | 1 | 4130.277 | 5311316.3481 | 1.2859 | 1 |  | 5261.754 | 5741685.52 | 1.0912 | 1 |  | 5609.92 | 5986420.9037 | 1.0671 | 1
10 | MEJIA | 1 | 1995-12-21 | 210 | ER | WEST BENGAL | CENTER | DVC | THERMAL | COAL | OIL | [26 empty] | 1507.3
10 | MEJIA | 2 | 1997-03-24 | 210 | ER | WEST BENGAL | CENTER | DVC | THERMAL | COAL | OIL | [16 empty] | 1140.2856 | 1466346.6157 | 1.2859 | [7 empty] | 1358.57
10 | MEJIA | 3 | 1998-03-25 | 210 | ER | WEST BENGAL | CENTER | DVC | THERMAL | COAL | OIL | [16 empty] | 1408.5379 | 1811304.7428 | 1.2859 | [7 empty] | 1421.39
10 | MEJIA | 4 | 2004-10-12 | 210 | ER | WEST BENGAL | CENTER | DVC | THERMAL | COAL | OIL | [16 empty] | 159.2503 | 204787.4262 | 1.2859 |  | 1 | 1434.5058 | 1565348.9749 | 1.0912 |  | 1 | 1342.67 | 1432781.1724 | 1.0671 |  | 1
10 | MEJIA | 5 | 2007-03-31 | 210 | ER | WEST BENGAL | CENTER | DVC | THERMAL | COAL | OIL | [26 empty] | 0 | 0 | 1.0671 |  | 1
11 | TALCHER | 0 |  | 470 | ER | ORISSA | CENTER | NTPC | THERMAL | COAL | OIL | 2196.8 | 2957597.2108 | 1.3463 | 1 | 2180.6941 | 2935750.9659 | 1.3462 | 1 | 1995.8465 | 2689863.9307 | 1.3477 | 1 | 2445.064 | 3130765.1072 | 1.2804 | 1 | 2858.4121 | 3542604.5791 | 1.2394 | 1 |  | 3174 | 3899070 | 1.2284 | 1 |  | 3189 | 3909082 | 1.2258 | 1
11 | TALCHER | 1 | 1967-12-17 | 62.5 | ER | ORISSA | CENTER | NTPC | THERMAL | COAL | OIL
11 | TALCHER | 2 | 1968-03-28 | 62.5 | ER | ORISSA | CENTER | NTPC | THERMAL | COAL | OIL
11 | TALCHER | 3 | 1968-07-11 | 62.5 | ER | ORISSA | CENTER | NTPC | THERMAL | COAL | OIL
11 | TALCHER | 4 | 1969-04-11 | 62.5 | ER | ORISSA | CENTER | NTPC | THERMAL | COAL | OIL
11 | TALCHER | 5 | 1982-03-24 | 110 | ER | ORISSA | CENTER | NTPC | THERMAL | COAL | OIL
11 | TALCHER | 6 | 1983-03-24 | 110 | ER | ORISSA | CENTER | NTPC | THERMAL | COAL | OIL
12 | I.B.VALLEY | 0 |  | 420 | ER | ORISSA | STATE | OPGC | THERMAL | COAL | OIL | 2685.03 | 2649662.5841 | 0.98683 | 1 | 2319.9358 | 2489676.6301 | 1.0732 | 1 | 2328.65 | 2412985.9034 | 1.0362 | 1 | 2677.821 | 2814744.0731 | 1.0511 | 1 | 2833.142 | 2929294.8578 | 1.0339 | 1 |  | 2773 | 2844740.869 | 1.0259 | 1 |  | 2975.756 | 3047665.6669 | 1.0242 | 1
12 | I.B.VALLEY | 1 | 1994-05-22 | 210 | ER | ORISSA | STATE | OPGC | THERMAL | COAL | OIL | [26 empty] | 1464.739
12 | I.B.VALLEY | 2 | 1995-10-22 | 210 | ER | ORISSA | STATE | OPGC | THERMAL | COAL | OIL | [26 empty] | 1511.017
13 | TALCHER STPS | 0 |  | 3000 | ER | ORISSA | CENTER | NTPC | THERMAL | COAL | OIL | 4773.056 | 4786122.2642 | 1.0027 | 1 | 5725.8602 | 5688754.9187 | 0.99352 | 1 | 6059.867 | 5812432.0092 | 0.95917 | 1 | 8890.2 | 9792795.377 | 1.1015 | 1 | 14744.22 | 14783117.8602 | 1.0026 | 1 |  | 19703 | 18809830 | 0.95467 | 1 |  | 22356 | 21238394 | 0.95001 | 1
13 | TALCHER STPS | 1 | 1995-02-19 | 500 | ER | ORISSA | CENTER | NTPC | THERMAL | COAL | OIL | [26 empty] | 3386.5428
13 | TALCHER STPS | 2 | 1996-03-27 | 500 | ER | ORISSA | CENTER | NTPC | THERMAL | COAL | OIL | [26 empty] | 3580.211
13 | TALCHER STPS | 3 | 2003-01-04 | 500 | ER | ORISSA | CENTER | NTPC | THERMAL | COAL | OIL | [16 empty] | 3009.0986 | 3017037.1015 | 1.0026 |  | 1 | 3425.4475 | 3270166.2259 | 0.95467 |  | 1 | 4092.3312 | 3887750.1496 | 0.95001 |  | 1
13 | TALCHER STPS | 4 | 2003-10-25 | 500 | ER | ORISSA | CENTER | NTPC | THERMAL | COAL | OIL | [16 empty] | 3324.8906 | 3333662.2255 | 1.0026 |  | 1 | 3339.0687 | 3187703.1216 | 0.95467 |  | 1 | 3511.3171 | 3335781.7428 | 0.95001 |  | 1
13 | TALCHER STPS | 5 | 2004-05-13 | 500 | ER | ORISSA | CENTER | NTPC | THERMAL | COAL | OIL | [16 empty] | 1684.1333 | 1688576.344 | 1.0026 |  | 1 | 3518.8988 | 3359381.2219 | 0.95467 |  | 1 | 3863.1576 | 3670033.2682 | 0.95001 |  | 1
13 | TALCHER STPS | 6 | 2005-02-06 | 500 | ER | ORISSA | CENTER | NTPC | THERMAL | COAL | OIL | [16 empty] | 2.7223 | 2729.5269 | 1.0026 |  | 1 | 2479.9957 | 2367573.34 | 0.95467 |  | 1 | 3922.601 | 3726504.9871 | 0.95001 |  | 1
14 | BANDEL | 0 |  | 540 | ER | WEST BENGAL | STATE | WBPDC | THERMAL | COAL | OIL | 1894.803 | 2456982.2641 | 1.2967 | 1 | 1764 | 2188918.3047 | 1.2409 | 1 | 1813.526 | 2187445.0481 | 1.2062 | 1 | 1508.733 | 1892479.0781 | 1.2543 | 1 | 1934.921 | 2515326.5104 | 1.3 | 1 |  | 1853 | 2525306.8156 | 1.3628 | 1 |  | 1380.319 | 1845730.4634 | 1.3372 | 1
14 | BANDEL | 1 | 1965-11-30 | 82.5 | ER | WEST BENGAL | STATE | WBPDC | THERMAL | COAL | OIL
14 | BANDEL | 2 | 1966-05-31 | 82.5 | ER | WEST BENGAL | STATE | WBPDC | THERMAL | COAL | OIL
14 | BANDEL | 3 | 1965-11-30 | 82.5 | ER | WEST BENGAL | STATE | WBPDC | THERMAL | COAL | OIL
14 | BANDEL | 4 | 1967-05-31 | 82.5 | ER | WEST BENGAL | STATE | WBPDC | THERMAL | COAL | OIL
14 | BANDEL | 5 | 1982-10-08 | 210 | ER | WEST BENGAL | STATE | WBPDC | THERMAL | COAL | OIL
15 | SANTALDIH | 0 |  | 480 | ER | WEST BENGAL | STATE | WBPDC | THERMAL | COAL | OIL | 904.044 | 1410253.9164 | 1.5599 | 1 | 933 | 1317453.1894 | 1.4121 | 1 | 1083.802 | 1806821.6476 | 1.6671 | 1 | 1038.544 | 1628468.249 | 1.568 | 1 | 1140 | 1766982.7944 | 1.55 | 1 |  | 1046 | 1576619.454 | 1.5073 | 1 |  | 1244.899 | 1986937.462 | 1.5961 | 1
15 | SANTALDIH | 1 | 1974-01-01 | 120 | ER | WEST BENGAL | STATE | WBPDC | THERMAL | COAL | OIL
15 | SANTALDIH | 2 | 1975-07-16 | 120 | ER | WEST BENGAL | STATE | WBPDC | THERMAL | COAL | OIL
15 | SANTALDIH | 3 | 1978-12-06 | 120 | ER | WEST BENGAL | STATE | WBPDC | THERMAL | COAL | OIL
15 | SANTALDIH | 4 | 1981-03-30 | 120 | ER | WEST BENGAL | STATE | WBPDC | THERMAL | COAL | OIL
16 | KOLAGHAT | 0 |  | 1260 | ER | WEST BENGAL | STATE | WBPDC | THERMAL | COAL | OIL | 5615.511 | 7169027.8732 | 1.2766 | 1 | 5684.497 | 7298101.7538 | 1.2839 | 1 | 5896.217 | 7907575.8557 | 1.3411 | 1 | 6221.981 | 8895053.7583 | 1.4296 | 1 | 6638.197 | 10301662.0705 | 1.5519 | 1 |  | 6508 | 9988355.9302 | 1.5348 | 1 |  | 6793.6504 | 9852121.621 | 1.4502 | 1
16 | KOLAGHAT | 1 | 1990-08-13 | 210 | ER | WEST BENGAL | STATE | WBPDC | THERMAL | COAL | OIL
16 | KOLAGHAT | 2 | 1985-12-16 | 210 | ER | WEST BENGAL | STATE | WBPDC | THERMAL | COAL | OIL
16 | KOLAGHAT | 3 | 1984-07-24 | 210 | ER | WEST BENGAL | STATE | WBPDC | THERMAL | COAL | OIL
16 | KOLAGHAT | 4 | 1993-12-28 | 210 | ER | WEST BENGAL | STATE | WBPDC | THERMAL | COAL | OIL
16 | KOLAGHAT | 5 | 1991-03-17 | 210 | ER | WEST BENGAL | STATE | WBPDC | THERMAL | COAL | OIL
16 | KOLAGHAT | 6 | 1993-01-16 | 210 | ER | WEST BENGAL | STATE | WBPDC | THERMAL | COAL | OIL
17 | BAKRESWAR | 0 |  | 630 | ER | WEST BENGAL | STATE | WBPDC | THERMAL | COAL | OIL | 1111 | 1267511.7885 | 1.1409 | 1 | 2843 | 3244402.8699 | 1.1412 | 1 | 3618.728 | 4099375.552 | 1.1328 | 1 | 3903 | 4434095.2944 | 1.1361 | 1 | 3762 | 4643817.9573 | 1.2344 | 1 |  | 3947.324 | 4699566.5901 | 1.1906 | 1 |  | 4470.149 | 5549231.857 | 1.2414 | 1
17 | BAKRESWAR | 1 | 1999-07-18 | 210 | ER | WEST BENGAL | STATE | WBPDC | THERMAL | COAL | OIL | [16 empty] | 1438.965 | 1776260.4121 | 1.2344 |  | 1 | 1290.793 | 1536779.7342 | 1.1906 |  |  | 1513.086
17 | BAKRESWAR | 2 | 2000-05-20 | 210 | ER | WEST BENGAL | STATE | WBPDC | THERMAL | COAL | OIL | [16 empty] | 890.7879 | 1099589.7789 | 1.2344 |  | 1 | 1493.1519 | 1777702.2643 | 1.1906 |  |  | 1505.447
17 | BAKRESWAR | 3 | 2001-03-21 | 210 | ER | WEST BENGAL | STATE | WBPDC | THERMAL | COAL | OIL | [16 empty] | 1433.5554 | 1769582.7413 | 1.2344 |  | 1 | 1163.4422 | 1385159.6988 | 1.1906 |  | 1 | 1451.616
18 | D.P.L. | 0 |  | 395 | ER | WEST BENGAL | STATE | DPL | THERMAL | COAL | OIL | 511 | 834475.8754 | 1.633 | 1 | 913 | 1405353.6862 | 1.5393 | 1 | 1207 | 1726473.0576 | 1.4304 | 1 | 1745.476 | 2538569.2633 | 1.4544 | 1 | 1836 | 2979084.8986 | 1.6226 | 1 |  | 1958.4 | 3322327.1728 | 1.6964 | 1 |  | 1593.5 | 2316934.2153 | 1.454 | 1
18 | D.P.L. | 1 | 1960-03-31 | 30 | ER | WEST BENGAL | STATE | DPL | THERMAL | COAL | OIL
18 | D.P.L. | 2 | 1960-04-30 | 30 | ER | WEST BENGAL | STATE | DPL | THERMAL | COAL | OIL
18 | D.P.L. | 3 | 1964-06-12 | 75 | ER | WEST BENGAL | STATE | DPL | THERMAL | COAL | OIL
18 | D.P.L. | 4 | 1964-09-01 | 75 | ER | WEST BENGAL | STATE | DPL | THERMAL | COAL | OIL
18 | D.P.L. | 5 | 1966-05-31 | 75 | ER | WEST BENGAL | STATE | DPL | THERMAL | COAL | OIL
18 | D.P.L. | 6 | 1985-07-03 | 110 | ER | WEST BENGAL | STATE | DPL | THERMAL | COAL | OIL
19 | NEWCOSSIPORE | 0 |  | 160 | ER | WEST BENGAL | PVT | CESC | THERMAL | COAL | n/a | 454 | 901989.4193 | 1.9868 | 1 | 397.3 | 789872.9803 | 1.9881 | 1 | 404 | 828595.5204 | 2.051 | 1 | 436 | 835785.6083 | 1.9169 | 1 | 437.8 | 870630.6976 | 1.9886 | 1 |  | 406 | 813574.2868 | 2.0039 | 1 |  | 439 | 895269.7729 | 2.0393 | 1
19 | NEWCOSSIPORE | 1 | 1949-10-31 | 30 | ER | WEST BENGAL | PVT | CESC | THERMAL | COAL | OIL
19 | NEWCOSSIPORE | 2 | 1949-11-30 | 30 | ER | WEST BENGAL | PVT | CESC | THERMAL | COAL | OIL
19 | NEWCOSSIPORE | 3 | 1950-10-31 | 50 | ER | WEST BENGAL | PVT | CESC | THERMAL | COAL | OIL
19 | NEWCOSSIPORE | 4 | 1963-04-30 | 50 | ER | WEST BENGAL | PVT | CESC | THERMAL | COAL | OIL
20 | TITAGARH | 0 |  | 240 | ER | WEST BENGAL | PVT | CESC | THERMAL | COAL | OIL | 1481 | 1764656.8787 | 1.1915 | 1 | 1467 | 1771054.5264 | 1.2073 | 1 | 1488 | 1803699.7109 | 1.2122 | 1 | 1574 | 1888425.773 | 1.1998 | 1 | 1636 | 1948138.3673 | 1.1908 | 1 |  | 1671 | 2023357.0824 | 1.2109 | 1 |  | 1676 | 2056741.3317 | 1.2272 | 1
20 | TITAGARH | 1 | 1982-12-12 | 60 | ER | WEST BENGAL | PVT | CESC | THERMAL | COAL | OIL
20 | TITAGARH | 2 | 1983-04-26 | 60 | ER | WEST BENGAL | PVT | CESC | THERMAL | COAL | OIL
20 | TITAGARH | 3 | 1984-01-16 | 60 | ER | WEST BENGAL | PVT | CESC | THERMAL | COAL | OIL
20 | TITAGARH | 4 | 1985-03-17 | 60 | ER | WEST BENGAL | PVT | CESC | THERMAL | COAL | OIL
21 | SOUTHERN REPL. | 0 |  | 135 | ER | WEST BENGAL | PVT | CESC | THERMAL | COAL | OIL | 575 | 688276.0114 | 1.197 | 1 | 652 | 787113.4749 | 1.2072 | 1 | 755 | 906752.4011 | 1.201 | 1 | 842 | 1012016.4368 | 1.2019 | 1 | 909 | 1092840.2404 | 1.2022 | 1 |  | 902 | 1080119.5764 | 1.1975 | 1 |  | 919 | 1100413.7216 | 1.1974 | 1
21 | SOUTHERN REPL. | 1 | 1990-08-12 | 67.5 | ER | WEST BENGAL | PVT | CESC | THERMAL | COAL | OIL
21 | SOUTHERN REPL. | 2 | 1991-04-10 | 67.5 | ER | WEST BENGAL | PVT | CESC | THERMAL | COAL | OIL
22 | BUDGE BUDGE | 0 |  | 500 | ER | WEST BENGAL | PVT | CESC | THERMAL | COAL | OIL | 2940 | 2871267.3644 | 0.97662 | 1 | 2986.96 | 2979709.4366 | 0.99757 | 1 | 3010 | 3020314.0664 | 1.0034 | 1 | 3190 | 3277789.0414 | 1.0275 | 1 | 3455 | 3547270.6472 | 1.0267 | 1 |  | 4000 | 4082262.83 | 1.0206 | 1 |  | 4015 | 3993178.8271 | 0.99457 | 1
22 | BUDGE BUDGE | 1 | 1997-09-16 | 250 | ER | WEST BENGAL | PVT | CESC | THERMAL | COAL | OIL | [16 empty] | 1804.377 | 1852565.421 | 1.0267
22 | BUDGE BUDGE | 2 | 1999-03-06 | 250 | ER | WEST BENGAL | PVT | CESC | THERMAL | COAL | OIL | [16 empty] | 1649.623 | 1693678.5197 | 1.0267
23 | FARAKKA STPS | 0 |  | 1600 | ER | WEST BENGAL | CENTER | NTPC | THERMAL | COAL | OIL | 7525.74 | 7740658.6024 | 1.0286 | 1 | 7721.2 | 7878667.1574 | 1.0204 | 1 | 8229.7 | 8294767.5192 | 1.0079 | 1 | 8712 | 8896178.8076 | 1.0211 | 1 | 8877 | 8990312.0913 | 1.0128 | 1 |  | 10660 | 10575971 | 0.99212 | 1 |  | 10638 | 10479538 | 0.9851 | 1
23 | FARAKKA STPS | 1 | 1986-01-01 | 200 | ER | WEST BENGAL | CENTER | NTPC | THERMAL | COAL | OIL
23 | FARAKKA STPS | 2 | 1986-12-24 | 200 | ER | WEST BENGAL | CENTER | NTPC | THERMAL | COAL | OIL
23 | FARAKKA STPS | 3 | 1987-08-06 | 200 | ER | WEST BENGAL | CENTER | NTPC | THERMAL | COAL | OIL
23 | FARAKKA STPS | 4 | 1992-09-25 | 500 | ER | WEST BENGAL | CENTER | NTPC | THERMAL | COAL | OIL
23 | FARAKKA STPS | 5 | 1994-02-16 | 500 | ER | WEST BENGAL | CENTER | NTPC | THERMAL | COAL | OIL
24 | MUZAFFARPUR | 0 |  | 220 | ER | BIHAR | STATE | BSEB | THERMAL | COAL | OIL | 354.124 | 617765.1852 | 1.7445 | 1 | 315 | 532878.1104 | 1.6917 | 1 | 226 | 396241.8801 | 1.7533 | 1 | 70 | 108251.506 | 1.5465 | 1 | 0 | 0 | 0 | 1 |  | 0 | 0 | 0 | 1 |  | 0 | 0 | 0 | 1
24 | MUZAFFARPUR | 1 | 1985-03-31 | 110 | ER | BIHAR | STATE | BSEB | THERMAL | COAL | OIL
24 | MUZAFFARPUR | 2 | 1986-03-17 | 110 | ER | BIHAR | STATE | BSEB | THERMAL | COAL | OIL
25 | BOKARO A | 0 |  | 175 | ER | JHARKHAND | CENTER | DVC | THERMAL | COAL | OIL | 77.5991 | 80703.064 | 1.04 | 1 | 0 | 0 | 0 | 1 | 540.96 | 562598.4 | 1.04 | 1 | 0 | 0 | 0 | 1 | 0 | 0 | 0 | 1 |  | 0 | 0 | 0 | 1 |  | 0 | 0 | 0 | 1
25 | BOKARO A | 1 | 1951-11-30 | 45 | ER | JHARKHAND | CENTER | DVC | THERMAL | COAL | OIL
25 | BOKARO A | 2 | 1951-11-30 | 45 | ER | JHARKHAND | CENTER | DVC | THERMAL | COAL | OIL
25 | BOKARO A | 3 | 1952-11-30 | 45 | ER | JHARKHAND | CENTER | DVC | THERMAL | COAL | OIL
25 | BOKARO A | 4 | 1960-10-31 | 40 | ER | JHARKHAND | CENTER | DVC | THERMAL | COAL | OIL
26 | MULAJORE | 0 |  | 120 | ER | WEST BENGAL | PVT | CESC | THERMAL | COAL | OIL | 125.12 | 130124.8 | 1.04 | 1 | 100.28 | 104291.2 | 1.04 | 1 | 82.8 | 86112 | 1.04 | 1 | 43.24 | 44969.6 | 1.04 | 1 | 0 | 0 | 0 | 1 |  | 0 | 0 | 0 | 1 |  | 0 | 0 | 0 | 1
26 | MULAJORE | 1 | 1992-07-01 | 30 | ER | WEST BENGAL | PVT | CESC | THERMAL | COAL | OIL
26 | MULAJORE | 2 | 1992-07-01 | 30 | ER | WEST BENGAL | PVT | CESC | THERMAL | COAL | OIL
26 | MULAJORE | 3 | 1992-07-01 | 30 | ER | WEST BENGAL | PVT | CESC | THERMAL | COAL | OIL
26 | MULAJORE | 4 | 1992-07-01 | 30 | ER | WEST BENGAL | PVT | CESC | THERMAL | COAL | OIL
27 | KOSI | 0 |  | 20 | ER | BIHAR | STATE | BSEB | HYDRO |  |  | 1.99 | 0 | 0 |  | 7.96 | 0 | 0 |  | 7.96 | 0 | 0 |  | 6.965 | 0 | 0 |  | 2.985 | 0 | 0 |  |  | 17.1041 | 0 | 0 |  |  | 16.9846 | 0 | 0
27 | KOSI | 1 | 1970-03-01 | 5 | ER | BIHAR | STATE | BSEB | HYDRO
27 | KOSI | 2 | 1971-04-16 | 5 | ER | BIHAR | STATE | BSEB | HYDRO
27 | KOSI | 3 | 1973-10-20 | 5 | ER | BIHAR | STATE | BSEB | HYDRO
27 | KOSI | 4 | 1978-10-01 | 5 | ER | BIHAR | STATE | BSEB | HYDRO
28 | SONE WEST CANAL | 0 |  | 6.6 | ER | BIHAR | STATE | BSEB | HYDRO |  |  | 14.925 | 0 | 0 |  | 12.935 | 0 | 0 |  | 14.925 | 0 | 0 |  | 15.92 | 0 | 0 |  | 12.935 | 0 | 0 |  |  | 16.9449 | 0 | 0 |  |  | 16.6066 | 0 | 0
28 | SONE WEST CANAL | 1 | 1993-03-01 | 1.65 | ER | BIHAR | STATE | BSEB | HYDRO
28 | SONE WEST CANAL | 2 | 1993-03-08 | 1.65 | ER | BIHAR | STATE | BSEB | HYDRO
28 | SONE WEST CANAL | 3 | 1993-08-28 | 1.65 | ER | BIHAR | STATE | BSEB | HYDRO
28 | SONE WEST CANAL | 4 | 1994-03-30 | 1.65 | ER | BIHAR | STATE | BSEB | HYDRO
29 | SONE EAST CANAL | 0 |  | 3.3 | ER | BIHAR | STATE | BSEB | HYDRO |  |  | 7.96 | 0 | 0 |  | 11.94 | 0 | 0 |  | 11.94 | 0 | 0 |  | 10.945 | 0 | 0 |  | 11.94 | 0 | 0 |  |  | 12.2186 | 0 | 0 |  |  | 8.2485 | 0 | 0
29 | SONE EAST CANAL | 1 | 1996-06-26 | 1.65 | ER | BIHAR | STATE | BSEB | HYDRO
29 | SONE EAST CANAL | 2 | 1996-02-29 | 1.65 | ER | BIHAR | STATE | BSEB | HYDRO
30 | E.G. CANAL | 0 |  | 15 | ER | BIHAR | STATE | BSEB | HYDRO |  |  | 23.88 | 0 | 0 |  | 24.875 | 0 | 0 |  | 23.88 | 0 | 0 |  | 17.91 | 0 | 0 |  | 20.895 | 0 | 0 |  |  | 28.3575 | 0 | 0 |  |  | 25.0342 | 0 | 0
30 | E.G. CANAL | 1 | 1995-08-04 | 5 | ER | BIHAR | STATE | BSEB | HYDRO
30 | E.G. CANAL | 2 | 1996-06-22 | 5 | ER | BIHAR | STATE | BSEB | HYDRO
30 | E.G. CANAL | 3 | 1997-11-12 | 5 | ER | BIHAR | STATE | BSEB | HYDRO | [18 empty] | 6.965
31 | SUBERNREKHA I&II | 0 |  | 130 | ER | JHARKHAND | STATE | JSEB | HYDRO |  |  | 94.525 | 0 | 0 |  | 100.495 | 0 | 0 |  | 78.605 | 0 | 0 |  | 141.29 | 0 | 0 |  | 147.26 | 0 | 0 |  |  | 50.5162 | 0 | 0 |  |  | 207.4276 | 0 | 0
31 | SUBERNREKHA-I | 1 | 1977-10-14 | 65 | ER | JHARKHAND | STATE | JSEB | HYDRO
31 | SUBERNREKHA -II | 2 | 1980-10-18 | 65 | ER | JHARKHAND | STATE | JSEB | HYDRO
32 | PANCHET | 0 |  | 80 | ER | JHARKHAND | CENTER | DVC | HYDRO |  |  | 140.295 | 0 | 0 |  | 136.315 | 0 | 0 |  | 137.31 | 0 | 0 |  | 117.41 | 0 | 0 |  | 134.325 | 0 | 0 |  |  | 85.8884 | 0 | 0 |  |  | 163.1104 | 0 | 0
32 | PANCHET | 1 | 1959-09-14 | 40 | ER | JHARKHAND | CENTER | DVC | HYDRO
32 | PANCHET | 2 | 1991-03-08 | 40 | ER | JHARKHAND | CENTER | DVC | HYDRO
33 | MAITHON | 0 |  | 63.2 | ER | JHARKHAND | CENTER | DVC | HYDRO |  |  | 129.35 | 0 | 0 |  | 139.3 | 0 | 0 |  | 140.295 | 0 | 0 |  | 117.41 | 0 | 0 |  | 113.43 | 0 | 0 |  |  | 84.764 | 0 | 0 |  |  | 174.324 | 0 | 0
33 | MAITHON | 1 | 1957-10-28 | 20 | ER | JHARKHAND | CENTER | DVC | HYDRO
33 | MAITHON | 2 | 1958-05-21 | 20 | ER | JHARKHAND | CENTER | DVC | HYDRO
33 | MAITHON | 3 | 1958-12-12 | 23.2 | ER | JHARKHAND | CENTER | DVC | HYDRO
34 | TILLAYA | 0 |  | 4 | ER | JHARKHAND | CENTER | DVC | HYDRO |  |  | 10.945 | 0 | 0 |  | 9.95 | 0 | 0 |  | 16.915 | 0 | 0 |  | 7.96 | 0 | 0 |  | 11.94 | 0 | 0 |  |  | 3.2338 | 0 | 0 |  |  | 18.0891 | 0 | 0
34 | TILLAYA | 1 | 1953-02-21 | 2 | ER | JHARKHAND | CENTER | DVC | HYDRO
34 | TILLAYA | 2 | 1953-07-10 | 2 | ER | JHARKHAND | CENTER | DVC | HYDRO
35 | BALIMELA | 0 |  | 360 | ER | ORISSA | STATE | OHPC | HYDRO |  |  | 1000.97 | 0 | 0 |  | 1059.675 | 0 | 0 |  | 537.3 | 0 | 0 |  | 1138.28 | 0 | 0 |  | 1519.365 | 0 | 0 |  |  | 1048.1231 | 0 | 0 |  |  | 1615.283 | 0 | 0
35 | BALIMELA | 1 | 1973-08-14 | 60 | ER | ORISSA | STATE | OHPC | HYDRO
35 | BALIMELA | 2 | 1974-01-25 | 60 | ER | ORISSA | STATE | OHPC | HYDRO
35 | BALIMELA | 3 | 1974-08-24 | 60 | ER | ORISSA | STATE | OHPC | HYDRO
35 | BALIMELA | 4 | 1975-03-26 | 60 | ER | ORISSA | STATE | OHPC | HYDRO
35 | BALIMELA | 5 | 1976-05-07 | 60 | ER | ORISSA | STATE | OHPC | HYDRO
35 | BALIMELA | 6 | 1976-05-07 | 60 | ER | ORISSA | STATE | OHPC | HYDRO
36 | HIRAKUD I&II | 0 |  | 331.5 | ER | ORISSA | STATE | OHPC | HYDRO |  |  | 585.06 | 0 | 0 |  | 962.165 | 0 | 0 |  | 646.75 | 0 | 0 |  | 788.04 | 0 | 0 |  | 837.79 | 0 | 0 |  |  | 904.3853 | 0 | 0 |  |  | 858.0482 | 0 | 0
36 | HIRAKUD-I | 1 | 1958-11-01 | 49.5 | ER | ORISSA | STATE | OHPC | HYDRO
36 | HIRAKUD-I | 2 | 1957-11-11 | 49.5 | ER | ORISSA | STATE | OHPC | HYDRO
36 | HIRAKUD-I | 3 | 1956-12-18 | 24 | ER | ORISSA | STATE | OHPC | HYDRO
36 | HIRAKUD-I | 4 | 1957-05-13 | 24 | ER | ORISSA | STATE | OHPC | HYDRO
36 | HIRAKUD-I | 5 | 1962-04-19 | 37.5 | ER | ORISSA | STATE | OHPC | HYDRO
36 | HIRAKUD-I | 6 | 1963-08-05 | 37.5 | ER | ORISSA | STATE | OHPC | HYDRO
36 | HIRAKUD-I | 7 | 1990-09-13 | 37.5 | ER | ORISSA | STATE | OHPC | HYDRO
36 | HIRAKUD-II | 8 | 1962-07-15 | 24 | ER | ORISSA | STATE | OHPC | HYDRO
36 | HIRAKUD-II | 9 | 1962-11-26 | 24 | ER | ORISSA | STATE | OHPC | HYDRO
36 | HIRAKUD-II | 10 | 1964-02-01 | 24 | ER | ORISSA | STATE | OHPC | HYDRO
37 | RENGALI | 0 |  | 250 | ER | ORISSA | STATE | OHPC | HYDRO |  |  | 717.395 | 0 | 0 |  | 789.035 | 0 | 0 |  | 634.81 | 0 | 0 |  | 1045.745 | 0 | 0 |  | 745.255 | 0 | 0 |  |  | 674.4906 | 0 | 0 |  |  | 666.5604 | 0 | 0
37 | RENGALI | 1 | 1985-08-27 | 50 | ER | ORISSA | STATE | OHPC | HYDRO
37 | RENGALI | 2 | 1986-03-26 | 50 | ER | ORISSA | STATE | OHPC | HYDRO
37 | RENGALI | 3 | 1989-08-10 | 50 | ER | ORISSA | STATE | OHPC | HYDRO
37 | RENGALI | 4 | 1990-03-19 | 50 | ER | ORISSA | STATE | OHPC | HYDRO
37 | RENGALI | 5 | 1992-07-24 | 50 | ER | ORISSA | STATE | OHPC | HYDRO
38 | UPPER KOLAB | 0 |  | 320 | ER | ORISSA | STATE | OHPC | HYDRO |  |  | 514.415 | 0 | 0 |  | 664.66 | 0 | 0 |  | 504.465 | 0 | 0 |  | 652.72 | 0 | 0 |  | 891.52 | 0 | 0 |  |  | 621.2681 | 0 | 0 |  |  | 1021.3377 | 0 | 0
38 | UPPER KOLAB | 1 | 1988-03-10 | 80 | ER | ORISSA | STATE | OHPC | HYDRO
38 | UPPER KOLAB | 2 | 1989-04-14 | 80 | ER | ORISSA | STATE | OHPC | HYDRO
38 | UPPER KOLAB | 3 | 1990-08-10 | 80 | ER | ORISSA | STATE | OHPC | HYDRO
38 | UPPER KOLAB | 4 | 1993-01-12 | 80 | ER | ORISSA | STATE | OHPC | HYDRO
39 | UPPAR INDRAVATI | 0 |  | 600 | ER | ORISSA | STATE | OHPC | HYDRO |  |  | 1771.1 | 0 | 0 |  | 2948.185 | 0 | 0 |  | 813.91 | 0 | 0 |  | 2121.34 | 0 | 0 |  | 2835.75 | 0 | 0 |  |  | 1754.1751 | 0 | 0 |  |  | 3006.2731 | 0 | 0
39 | UPPAR INDRAVATI | 1 | 1999-05-09 | 150 | ER | ORISSA | STATE | OHPC | HYDRO | [18 empty] | 708.9375 | [9 empty] | 751.5683
39 | UPPAR INDRAVATI | 2 | 1999-12-23 | 150 | ER | ORISSA | STATE | OHPC | HYDRO | [18 empty] | 708.9375 | 0 | 0 |  | 1 | 438.5462 |  |  |  |  | 751.5683
39 | UPPAR INDRAVATI | 3 | 2000-09-30 | 150 | ER | ORISSA | STATE | OHPC | HYDRO | [18 empty] | 708.9375 | 0 | 0 |  | 1 | 438.5462 |  |  |  |  | 751.5683
39 | UPPAR INDRAVATI | 4 | 2001-03-30 | 150 | ER | ORISSA | STATE | OHPC | HYDRO | [18 empty] | 708.9375 | 0 | 0 |  | 1 | 438.5462 | 0 | 0 |  | 1 | 751.5683 | 0 | 0 |  | 1
40 | JALDHAKA I&II | 0 |  | 35 | ER | WEST BENGAL | STATE | WBSEB | HYDRO |  |  | 92.535 | 0 | 0 |  | 137.31 | 0 | 0 |  | 122.385 | 0 | 0 |  | 158.205 | 0 | 0 |  | 162.185 | 0 | 0 |  |  | 169.2694 | 0 | 0 |  |  | 146.2948 | 0 | 0
40 | JALDHAKA -I | 1 | 1967-03-31 | 9 | ER | WEST BENGAL | STATE | WBSEB | HYDRO
40 | JALDHAKA -I | 2 | 1967-03-03 | 9 | ER | WEST BENGAL | STATE | WBSEB | HYDRO
40 | JALDHAKA -I | 3 | 1972-11-26 | 9 | ER | WEST BENGAL | STATE | WBSEB | HYDRO
40 | JALDHAKA -II | 4 | 1983-08-05 | 4 | ER | WEST BENGAL | STATE | WBSEB | HYDRO
40 | JALDHAKA -II | 5 | 1983-08-05 | 4 | ER | WEST BENGAL | STATE | WBSEB | HYDRO
41 | RAMMAM | 0 |  | 50 | ER | WEST BENGAL | STATE | WBSEB | HYDRO |  |  | 232.83 | 0 | 0 |  | 234.82 | 0 | 0 |  | 221.885 | 0 | 0 |  | 238.8 | 0 | 0 |  | 239.795 | 0 | 0 |  |  | 195.7563 | 0 | 0 |  |  | 230.0241 | 0 | 0
41 | RAMMAM | 1 | 1995-09-05 | 12.5 | ER | WEST BENGAL | STATE | WBSEB | HYDRO
41 | RAMMAM | 2 | 1995-09-28 | 12.5 | ER | WEST BENGAL | STATE | WBSEB | HYDRO
41 | RAMMAM | 3 | 1996-01-13 | 12.5 | ER | WEST BENGAL | STATE | WBSEB | HYDRO
41 | RAMMAM | 4 | 1996-01-28 | 12.5 | ER | WEST BENGAL | STATE | WBSEB | HYDRO
42 | TEESTA I-III | 0 |  | 67.5 | ER | WEST BENGAL | STATE | WBSEB | HYDRO |  |  | 118.405 | 0 | 0 |  | 168.155 | 0 | 0 |  | 163.18 | 0 | 0 |  | 91.54 | 0 | 0 |  | 103.48 | 0 | 0 |  |  | 100.8432 | 0 | 0 |  |  | 34.2578 | 0 | 0
42 | TEESTA -I | 1 | 1997-12-14 | 7.5 | ER | WEST BENGAL | STATE | WBSEB | HYDRO | [18 empty] | 11.4978
42 | TEESTA -I | 2 | 1998-01-25 | 7.5 | ER | WEST BENGAL | STATE | WBSEB | HYDRO | [18 empty] | 11.4978
42 | TEESTA -I | 3 | 1998-04-19 | 7.5 | ER | WEST BENGAL | STATE | WBSEB | HYDRO | [18 empty] | 11.4978
42 | TEESTA -II | 4 | 1998-04-10 | 7.5 | ER | WEST BENGAL | STATE | WBSEB | HYDRO | [18 empty] | 11.4978
42 | TEESTA -II | 5 | 1998-10-22 | 7.5 | ER | WEST BENGAL | STATE | WBSEB | HYDRO | [18 empty] | 11.4978
42 | TEESTA -II | 6 | 1999-03-30 | 7.5 | ER | WEST BENGAL | STATE | WBSEB | HYDRO | [18 empty] | 11.4978
42 | TEESTA -III | 7 | 1999-07-23 | 7.5 | ER | WEST BENGAL | STATE | WBSEB | HYDRO | [18 empty] | 11.4978 | 0 | 0 |  | 1 | 11.2037
42 | TEESTA -III | 8 | 1999-09-07 | 7.5 | ER | WEST BENGAL | STATE | WBSEB | HYDRO | [18 empty] | 11.4978 | 0 | 0 |  | 1 | 11.2037
42 | TEESTA -III | 9 | 1999-10-13 | 7.5 | ER | WEST BENGAL | STATE | WBSEB | HYDRO | [18 empty] | 11.4978 | 0 | 0 |  | 1 | 11.2037
43 | LOWER LAGYAP | 0 |  | 12 | ER | SIKKIM | STATE | SIKKIM | HYDRO |  |  | 20.895 | 0 | 0 |  | 10.945 | 0 | 0 |  | 10.945 | 0 | 0 |  | 11.94 | 0 | 0 |  | 30.845 | 0 | 0 |  |  | 18.1588 | 0 | 0 |  |  | 17.4125 | 0 | 0
43 | L.LAGYAP | 1 | 1979-09-01 | 6 | ER | SIKKIM | STATE | SIKKIM | HYDRO
43 | L.LAGYAP | 2 | 1979-11-02 | 6 | ER | SIKKIM | STATE | SIKKIM | HYDRO
44 | U.ROGNICHU | 0 |  | 8 | ER | SIKKIM | STATE | SIKKIM | HYDRO |  |  | 0 | 0 | 0 |  | 11.94 | 0 | 0 |  | 11.94 | 0 | 0 |  | 11.94 | 0 | 0 |  | 12.935 | 0 | 0 |  |  | 10.945 | 0 | 0 |  |  | 11.6116 | 0 | 0
44 | U.ROGNICHU | 1 | 1993-03-05 | 2 | ER | SIKKIM | STATE | SIKKIM | HYDRO
44 | U.ROGNICHU | 2 | 1993-11-21 | 2 | ER | SIKKIM | STATE | SIKKIM | HYDRO
44 | U.ROGNICHU | 3 | 1994-03-02 | 2 | ER | SIKKIM | STATE | SIKKIM | HYDRO
44 | U.ROGNICHU | 4 | 1994-03-26 | 2 | ER | SIKKIM | STATE | SIKKIM | HYDRO
45 | MOYAGCHU | 0 |  | 4 | ER | SIKKIM | STATE | SIKKIM | HYDRO |  |  | 0 | 0 | 0 |  | 11.94 | 0 | 0 |  | 11.94 | 0 | 0 |  | 11.94 | 0 | 0 |  | 17.91 | 0 | 0 |  |  | 4.2785 | 0 | 0 |  |  | 5.97 | 0 | 0
45 | MOYAGCHU | 1 | 1993-07-01 | 2 | ER | SIKKIM | STATE | SIKKIM | HYDRO
45 | MOYAGCHU | 2 | 1993-07-01 | 2 | ER | SIKKIM | STATE | SIKKIM | HYDRO
46 | RANGIT-III | 0 |  | 60 | ER | SIKKIM | CENTER | NHPC | HYDRO |  |  | 302.48 | 0 | 0 |  | 346.26 | 0 | 0 |  | 353.225 | 0 | 0 |  | 343.275 | 0 | 0 |  | 369.145 | 0 | 0 |  |  | 350.2898 | 0 | 0 |  |  | 200.1144 | 0 | 0
46 | RANGIT-III | 1 | 2000-02-05 | 20 | ER | SIKKIM | CENTER | NHPC | HYDRO | [18 empty] | 123.0483 | 0 | 0 |  | 1 | 116.7632
46 | RANGIT-III | 2 | 2000-02-05 | 20 | ER | SIKKIM | CENTER | NHPC | HYDRO | [18 empty] | 123.0483 | 0 | 0 |  | 1 | 116.7632
46 | RANGIT-III | 3 | 2000-02-05 | 20 | ER | SIKKIM | CENTER | NHPC | HYDRO | [18 empty] | 123.0483 | 0 | 0 |  | 1 | 116.7632
1 | NAMRUP GT | 0 |  | 133.5 | NER | ASSAM | STATE | ASEB | THERMAL | GAS | n/a | 455.59 | 415379.351 | 0.91174 | 1 | 398.51 | 376568.6046 | 0.94494 | 1 | 398 | 343176.5362 | 0.86225 | 1 | 378.31 | 285556.5278 | 0.75482 | 1 | 428.66 | 287658.3896 | 0.67106 | 1 |  | 442 | 311219.4427 | 0.70412 | 1 |  | 356.527 | 272845.8548 | 0.76529 | 1
1 | NAMRUP GT | 1 | 1965-04-01 | 23 | NER | ASSAM | STATE | ASEB | THERMAL | GAS | n/a | [26 empty] | 149.46
1 | NAMRUP GT | 2 | 1965-04-01 | 23 | NER | ASSAM | STATE | ASEB | THERMAL | GAS | n/a | [26 empty] | 0
1 | NAMRUP GT | 3 | 1965-04-01 | 23 | NER | ASSAM | STATE | ASEB | THERMAL | GAS | n/a | [26 empty] | 68.65
1 | NAMRUP GT | 4 | 1985-07-22 | 12.5 | NER | ASSAM | STATE | ASEB | THERMAL | GAS | n/a | [26 empty] | 11.52
1 | NAMRUP GT | 5 | 1976-07-01 | 30 | NER | ASSAM | STATE | ASEB | THERMAL | GAS | n/a | [26 empty] | 96.202
1 | NAMRUP WHP | 6 | 1990-04-01 | 22 | NER | ASSAM | STATE | ASEB | THERMAL | GAS | n/a | [26 empty] | 55.779
2 | LAKWA GT | 0 |  | 120 | NER | ASSAM | STATE | APGCL | THERMAL | GAS | DISL | 338.13 | 325549.2353 | 0.96279 | 1 | 352.64 | 319242.421 | 0.90529 | 1 | 309.5 | 286656.5546 | 0.92619 | 1 | 299 | 281936.9944 | 0.94293 | 1 | 292.28 | 248973.0474 | 0.85183 | 1 |  | 328 | 290531.9964 | 0.88577 | 1 |  | 443.29 | 382117.9814 | 0.862 | 1
2 | LAKWA GT | 1 | 1983-07-30 | 15 | NER | ASSAM | STATE | APGCL | THERMAL | GAS | DISL | [26 empty] | 70.76
2 | LAKWA GT | 2 | 1981-04-26 | 15 | NER | ASSAM | STATE | APGCL | THERMAL | GAS | DISL
2 | LAKWA GT | 3 | 1981-08-02 | 15 | NER | ASSAM | STATE | APGCL | THERMAL | GAS | DISL | [26 empty] | 79.98
2 | LAKWA GT | 4 | 1986-11-28 | 15 | NER | ASSAM | STATE | APGCL | THERMAL | GAS | DISL | [26 empty] | 84.15
2 | LAKWA GT | 5 | 1994-01-03 | 20 | NER | ASSAM | STATE | APGCL | THERMAL | GAS | DISL | [26 empty] | 92.32
2 | LAKWA GT | 6 | 1994-07-26 | 20 | NER | ASSAM | STATE | APGCL | THERMAL | GAS | DISL | [26 empty] | 90.75
2 | LAKWA GT | 7 | 1999-05-24 | 20 | NER | ASSAM | STATE | APGCL | THERMAL | GAS | DISL | [16 empty] | 57.7344 | 24825.792 | 0.43 | [7 empty] | 25.33
3 | LEIMAKHONG DG | 0 |  | 36 | NER | MANIPUR | STATE | MPDC | THERMAL | DISL | n/a | 132.205 | 84611.2 | 0.64 | 1 | 40.53 | 25939.2 | 0.64 | 1 | 141.855 | 90787.2 | 0.64 | 1 | 0 | 0 | 0 | 1 | 0 | 0 | 0 | 1 |  | 0 | 0 | 0 | 1 |  | 2.5862 | 1655.168 | 0.64 | 1
3 | LEIMAKHONG DG | 1 | 1985-04-01 | 6 | NER | MANIPUR | STATE | MPDC | THERMAL | DISL | n/a | [22 empty] | 0 | 0 |  |  | 0.43103
3 | LEIMAKHONG DG | 2 | 2002-03-23 | 6 | NER | MANIPUR | STATE | MPDC | THERMAL | DISL | n/a | [16 empty] | 0 | 0 | 0 |  | 1 | 0 | 0 | 0 |  | 1 | 0.43103 | 275.8613 | 0.64 |  | 1
3 | LEIMAKHONG DG | 3 | 2002-03-23 | 6 | NER | MANIPUR | STATE | MPDC | THERMAL | DISL | n/a | [16 empty] | 0 | 0 | 0 |  | 1 | 0 | 0 | 0 |  | 1 | 0.43103 | 275.8613 | 0.64 |  | 1
3 | LEIMAKHONG DG | 4 | 2002-03-23 | 6 | NER | MANIPUR | STATE | MPDC | THERMAL | DISL | n/a | [16 empty] | 0 | 0 | 0 |  | 1 | 0 | 0 | 0 |  | 1 | 0.43103 | 275.8613 | 0.64 |  | 1
3 | LEIMAKHONG DG | 5 | 2002-03-23 | 6 | NER | MANIPUR | STATE | MPDC | THERMAL | DISL | n/a | [16 empty] | 0 | 0 | 0 |  | 1 | 0 | 0 | 0 |  | 1 | 0.43103 | 275.8613 | 0.64 |  | 1
3 | LEIMAKHONG DG | 6 | 2002-03-23 | 6 | NER | MANIPUR | STATE | MPDC | THERMAL | DISL | n/a | [16 empty] | 0 | 0 | 0 |  | 1 | 0 | 0 | 0 |  | 1 | 0.43103 | 275.8613 | 0.64 |  | 1
4 | KATHALGURI GT | 0 |  | 291 | NER | ASSAM | CENTER | NEEPCO | THERMAL | GAS | n/a | 1193.1 | 524964 | 0.44 | 1 | 1278.46 | 562522.4 | 0.44 | 1 | 994.25 | 437470 | 0.44 | 1 | 1543.27 | 863566.4372 | 0.55957 | 1 | 1566.6955 | 911366.5467 | 0.58171 | 1 |  | 1674 | 947044.0539 | 0.56574 | 1 |  | 1756.118 | 1016451.8708 | 0.57881 | 1
4 | KATHALGURI GT | 1 | 1995-03-18 | 33.5 | NER | ASSAM | CENTER | NEEPCO | THERMAL | GAS | n/a
4 | KATHALGURI GT | 2 | 1995-03-22 | 33.5 | NER | ASSAM | CENTER | NEEPCO | THERMAL | GAS | n/a
4 | KATHALGURI GT | 3 | 1995-06-30 | 33.5 | NER | ASSAM | CENTER | NEEPCO | THERMAL | GAS | n/a
4 | KATHALGURI GT | 4 | 1995-07-30 | 33.5 | NER | ASSAM | CENTER | NEEPCO | THERMAL | GAS | n/a
4 | KATHALGURI GT | 5 | 1996-03-02 | 33.5 | NER | ASSAM | CENTER | NEEPCO | THERMAL | GAS | n/a
4 | KATHALGURI GT | 6 | 1996-10-15 | 33.5 | NER | ASSAM | CENTER | NEEPCO | THERMAL | GAS | n/a
4 | KATHALGURI GT | 7 | 1998-03-01 | 30 | NER | ASSAM | CENTER | NEEPCO | THERMAL | GAS | n/a | [16 empty] | 112.9274 | 48558.782 | 0.43
4 | KATHALGURI GT | 8 | 1998-03-28 | 30 | NER | ASSAM | CENTER | NEEPCO | THERMAL | GAS | n/a | [16 empty] | 165.9379 | 71353.297 | 0.43
4 | KATHALGURI GT | 9 | 1998-07-05 | 30 | NER | ASSAM | CENTER | NEEPCO | THERMAL | GAS | n/a | [16 empty] | 142.4445 | 61251.135 | 0.43
5 | AGARTALA GT | 0 |  | 84 | NER | TRIPURA | CENTER | NEEPCO | THERMAL | GAS | n/a | 421.02 | 386040.245 | 0.91692 | 1 | 548.38 | 469333.1978 | 0.85585 | 1 | 554.58 | 458565.9364 | 0.82687 | 1 | 557.36 | 482945.5732 | 0.86649 | 1 | 568.22 | 481017.626 | 0.84653 | 1 |  | 637 | 515613.4132 | 0.80944 | 1 |  | 641.1711 | 470473.0767 | 0.73377 | 1
5 | AGARTALA GT | 1 | 1998-02-05 | 21 | NER | TRIPURA | CENTER | NEEPCO | THERMAL | GAS | n/a
5 | AGARTALA GT | 2 | 1998-02-25 | 21 | NER | TRIPURA | CENTER | NEEPCO | THERMAL | GAS | n/a
5 | AGARTALA GT | 3 | 1998-03-29 | 21 | NER | TRIPURA | CENTER | NEEPCO | THERMAL | GAS | n/a | [16 empty] | 143.7323 | 121674.2621 | 0.84653
5 | AGARTALA GT | 4 | 1998-06-26 | 21 | NER | TRIPURA | CENTER | NEEPCO | THERMAL | GAS | n/a | [16 empty] | 128.6543 | 108910.2862 | 0.84653
6 | BARAMURA | 0 |  | 21 | NER | TRIPURA | STATE | TRIPURA | THERMAL | GAS | n/a | 0 | 0 | 0 | 1 | 0 | 0 | 0 | 1 | 38.0974 | 47229.9929 | 1.2397 | 1 | 141.38 | 140505.332 | 0.99381 | 1 | 152.21 | 138338.6755 | 0.90887 | 1 |  | 169 | 142235.5396 | 0.84163 | 1 |  | 168.026 | 131328.1637 | 0.78159 | 1
6 | BARAMURA | 1 | 2002-11-27 | 21 | NER | TRIPURA | CENTER | TRIPURA | THERMAL | GAS | n/a | [12 empty] | 141.38 |  |  |  | 152.21 | 138338.6755 | 0.90887 |  | 1 | 169 | 142235.5396 | 0.84163 |  | 1 | 168.2992 | 131541.7255 | 0.78159 |  | 1
7 | ROKHIA GT | 0 |  | 90 | NER | TRIPURA | STATE | TRIPURA | THERMAL | GAS | n/a | 218.394 | 284189.1237 | 1.3013 | 1 | 236.17 | 266319.6102 | 1.1277 | 1 | 224.32 | 287699.2981 | 1.2825 | 1 | 291.5 | 320310.5491 | 1.0988 | 1 | 308.49 | 306520.1449 | 0.99361 | 1 |  | 248.63 | 238821.8631 | 0.96055 | 1 |  | 346 | 302839.5087 | 0.87526 | 1
7 | ROKHIA GT | 1 | 1990-03-21 | 8 | NER | TRIPURA | STATE | TRIPURA | THERMAL | GAS | n/a
7 | ROKHIA GT | 2 | 1990-11-26 | 8 | NER | TRIPURA | STATE | TRIPURA | THERMAL | GAS | n/a
7 | ROKHIA GT | 3 | 1995-07-16 | 8 | NER | TRIPURA | STATE | TRIPURA | THERMAL | GAS | n/a
7 | ROKHIA GT | 4 | 1995-12-15 | 8 | NER | TRIPURA | STATE | TRIPURA | THERMAL | GAS | n/a
7 | ROKHIA GT | 5 | 1997-03-02 | 8 | NER | TRIPURA | STATE | TRIPURA | THERMAL | GAS | n/a
7 | ROKHIA GT | 6 | 1997-09-01 | 8 | NER | TRIPURA | STATE | TRIPURA | THERMAL | GAS | n/a
7 | ROKHIA GT | 7 | 2002-07-11 | 21 | NER | TRIPURA | STATE | TRIPURA | THERMAL | GAS | n/a | [16 empty] | 161.8186 | 160785.3584 | 0.99361 |  | 1 | 129.9414 | 124815.3466 | 0.96055 |  | 1 | 78.9523 | 69103.6496 | 0.87526 |  | 1
7 | ROKHIA GT | 8 | 2006-03-31 | 21 | NER | TRIPURA | STATE | TRIPURA | THERMAL | GAS | n/a | [21 empty] | 0 | 0 | 0 |  | 1 | 141.0627 | 123466.3785 | 0.87526 |  | 1
8 | DLF | 0 |  | 24.5 | NER | ASSAM | PVT | ASEB | THERMAL | GAS | n/a | 143.08 | 96048.6252 | 0.67129 | 1 | 141.81 | 97163.2351 | 0.68516 | 1 | 115.18 | 82327.393 | 0.71477 | 1 | 132.47 | 87974.4722 | 0.66411 | 1 | 139.21 | 94588.1019 | 0.67946 | 1 |  | 122.61 | 87352.7462 | 0.71244 | 1 |  | 105 | 68144.3024 | 0.64899 | 1
8 | BANSKANDI (DLF) | 1 | 1997-09-01 | 15.5 | NER | ASSAM | STATE | ASEB | THERMAL | GAS | n/a | 87.7 |  |  |  | 86.69 |  |  |  | 79.51 |  |  |  | 88.33 |  |  |  | 89 | [9 empty] | 80.7913
8 | ADAMTILLA (DLF) | 2 | 1997-07-01 | 9 | NER | ASSAM | STATE | ASEB | THERMAL | GAS | n/a | 55.38 |  |  |  | 55.12 |  |  |  | 35.67 |  |  |  | 44.14 |  |  |  | 50 | [9 empty] | 24.1332
9 | CHANDRAPUR_Oil | 0 |  | 60 | NER | ASSAM | STATE | ASEB | THERMAL | OIL | n/a | 0 | 0 | 0 | 1 | 0 | 0 | 0 | 1 | 128.345 | 87274.6 | 0.68 | 1 | 0 | 0 | 0 | 1 | 0 | 0 | 0 | 1 |  | 0 | 0 | 0 | 1 |  | 0 | 0 | 0 | 1
9 | CHANDRAPUR_Oil | 1 | 1972-01-01 | 30 | NER | ASSAM | STATE | ASEB | THERMAL | OIL | n/a
9 | CHANDRAPUR_Oil | 2 | 1989-01-18 | 30 | NER | ASSAM | STATE | ASEB | THERMAL | OIL | n/a
10 | BONGAIGAON | 0 |  | 240 | NER | ASSAM | STATE | ASEB | THERMAL | COAL | OIL | 77.28 | 80371.2 | 1.04 | 1 | 40 | 41600 | 1.04 | 1 | 150 | 156000 | 1.04 | 1 | 0 | 0 | 0 | 1 | 0 | 0 | 0 | 1 |  | 0 | 0 | 0 | 1 |  | 0 | 0 | 0 | 1
10 | BONGAIGAON | 1 | 1981-03-11 | 60 | NER | ASSAM | STATE | ASEB | THERMAL | COAL | OIL
10 | BONGAIGAON | 2 | 1982-03-21 | 60 | NER | ASSAM | STATE | ASEB | THERMAL | COAL | OIL
10 | BONGAIGAON | 3 | 1985-05-20 | 60 | NER | ASSAM | STATE | ASEB | THERMAL | COAL | OIL
10 | BONGAIGAON | 4 | 1986-06-07 | 60 | NER | ASSAM | STATE | ASEB | THERMAL | COAL | OIL
11 | MOBILE GAS T-G | 0 |  | 21 | NER | ASSAM | STATE | ASEB | THERMAL | GAS | n/a | 23.28 | 10243.2 | 0.44 | 1 | 2.91 | 1280.4 | 0.44 | 1 | 19.4 | 8536 | 0.44 | 1 | 0 | 0 | 0 | 1 | 0 | 0 | 0 | 1 |  | 0 | 0 | 0 | 1 |  | 0 | 0 | 0 | 1
11 | MOBILE GAS T-G | 1 | 1981-03-22 | 12 | NER | ASSAM | STATE | ASEB | THERMAL | GAS | n/a
11 | MOBILE GAS T-G | 2 | 1982-03-23 | 9 | NER | ASSAM | STATE | ASEB | THERMAL | GAS | n/a
12 | NURANANG | 0 |  | 6 | NER | ARUNACHAL | STATE | ARUNACHAL | HYDRO |  |  | 12.935 | 0 | 0 |  | 18.905 | 0 | 0 |  | 9.95 | 0 | 0 |  | 10.945 | 0 | 0 |  | 1.99 | 0 | 0 |  |  | 0 | 0 | 0 |  |  | 4.4775 | 0 | 0
12 | NURANANG | 1 | 1997-08-06 | 2 | NER | ARUNACHAL | STATE | ARUNACHAL | HYDRO
12 | NURANANG | 2 | 1997-08-06 | 2 | NER | ARUNACHAL | STATE | ARUNACHAL | HYDRO
12 | NURANANG | 3 | 1997-08-06 | 2 | NER | ARUNACHAL | STATE | ARUNACHAL | HYDRO
13 | TAGO | 0 |  | 4.5 | NER | ARUNACHAL | STATE | ARUNACHAL | HYDRO |  |  | 12.935 | 0 | 0 |  | 18.905 | 0 | 0 |  | 9.95 | 0 | 0 |  | 10.945 | 0 | 0 |  | 1.99 | 0 | 0 |  |  | 0 | 0 | 0 |  |  | 3.4825 | 0 | 0
13 | TAGO | 1 | 1991-05-01 | 1.5 | NER | ARUNACHAL | STATE | ARUNACHAL | HYDRO
13 | TAGO | 2 | 1991-08-10 | 1.5 | NER | ARUNACHAL | STATE | ARUNACHAL | HYDRO
13 | TAGO | 3 | 1991-10-01 | 1.5 | NER | ARUNACHAL | STATE | ARUNACHAL | HYDRO
14 | KYREDEMKULAI | 0 |  | 60 | NER | MEGHALAYA | STATE | MEGEB | HYDRO |  |  | 164.175 | 0 | 0 |  | 158.205 | 0 | 0 |  | 142.285 | 0 | 0 |  | 133.33 | 0 | 0 |  | 128.355 | 0 | 0 |  |  | 139.2005 | 0 | 0 |  |  | 116.1463 | 0 | 0
14 | KYREDEMKULAI | 1 | 1979-01-26 | 30 | NER | MEGHALAYA | STATE | MEGEB | HYDRO
14 | KYREDEMKULAI | 2 | 1979-03-30 | 30 | NER | MEGHALAYA | STATE | MEGEB | HYDRO
15 | UMIAM I,II &IV | 0 |  | 114 | NER | MEGHALAYA | STATE | MEGEB | HYDRO |  |  | 417.9 | 0 | 0 |  | 376.11 | 0 | 0 |  | 361.185 | 0 | 0 |  | 309.445 | 0 | 0 |  | 430.835 | 0 | 0 |  |  | 319.0567 | 0 | 0 |  |  | 230.1733 | 0 | 0
15 | UMIAM-I | 1 | 1965-02-21 | 9 | NER | MEGHALAYA | STATE | MEGEB | HYDRO
15 | UMIAM-I | 2 | 1965-03-16 | 9 | NER | MEGHALAYA | STATE | MEGEB | HYDRO
15 | UMIAM-I | 3 | 1965-09-06 | 9 | NER | MEGHALAYA | STATE | MEGEB | HYDRO
15 | UMIAM-I | 4 | 1965-09-11 | 9 | NER | MEGHALAYA | STATE | MEGEB | HYDRO
15 | UMIAM-II | 5 | 1970-07-22 | 9 | NER | MEGHALAYA | STATE | MEGEB | HYDRO
15 | UMIAM-II | 6 | 1970-07-24 | 9 | NER | MEGHALAYA | STATE | MEGEB | HYDRO
15 | UMIAM IV | 7 | 1992-09-16 | 30 | NER | MEGHALAYA | STATE | MEGEB | HYDRO
15 | UMIAM IV | 8 | 1992-08-11 | 30 | NER | MEGHALAYA | STATE | MEGEB | HYDRO
16 | UMTRU | 0 |  | 11.2 | NER | MEGHALAYA | STATE | MEGEB | HYDRO |  |  | 72.635 | 0 | 0 |  | 75.62 | 0 | 0 |  | 69.65 | 0 | 0 |  | 69.65 | 0 | 0 |  | 51.74 | 0 | 0 |  |  | 48.6953 | 0 | 0 |  |  | 46.2178 | 0 | 0
16 | UMTRU | 1 | 1957-03-30 | 2.8 | NER | MEGHALAYA | STATE | MEGEB | HYDRO
16 | UMTRU | 2 | 1957-04-02 | 2.8 | NER | MEGHALAYA | STATE | MEGEB | HYDRO
16 | UMTRU | 3 | 1957-05-01 | 2.8 | NER | MEGHALAYA | STATE | MEGEB | HYDRO
16 | UMTRU | 4 | 1957-06-01 | 2.8 | NER | MEGHALAYA | STATE | MEGEB | HYDRO
17 | KHANDONG | 0 |  | 50 | NER | MEGHALAYA | CENTER | NEEPCO | HYDRO |  |  | 229.845 | 0 | 0 |  | 180.095 | 0 | 0 |  | 247.755 | 0 | 0 |  | 204.97 | 0 | 0 |  | 195.02 | 0 | 0 |  |  | 196.5921 | 0 | 0 |  |  | 260.69 | 0 | 0
17 | KHANDONG | 1 | 1984-03-07 | 25 | NER | MEGHALAYA | CENTER | NEEPCO | HYDRO
17 | KHANDONG | 2 | 1984-05-02 | 25 | NER | MEGHALAYA | CENTER | NEEPCO | HYDRO
18 | KOPILI | 0 |  | 225 | NER | ASSAM | CENTER | NEEPCO | HYDRO |  |  | 592.025 | 0 | 0 |  | 546.255 | 0 | 0 |  | 842.765 | 0 | 0 |  | 666.65 | 0 | 0 |  | 909.43 | 0 | 0 |  |  | 1096.8184 | 0 | 0 |  |  | 694.51 | 0 | 0
18 | KOPILI | 1 | 1988-07-05 | 50 | NER | ASSAM | CENTER | NEEPCO | HYDRO
18 | KOPILI | 2 | 1988-03-23 | 50 | NER | ASSAM | CENTER | NEEPCO | HYDRO
18 | KOPILI | 3 | 1996-03-05 | 50 | NER | ASSAM | CENTER | NEEPCO | HYDRO
18 | KOPILI | 4 | 1997-06-17 | 50 | NER | ASSAM | CENTER | NEEPCO | HYDRO
18 | KOPILI ST.-II | 5 | 2003-12-31 | 25 | NER | ASSAM | CENTER | NEEPCO | HYDRO | [18 empty] | 101.0478 | 0 | 0 |  | 1 | 89.3908 | 0 | 0 |  | 1 | 93.5648 | 0 | 0 |  | 1
19 | DOYANG | 0 |  | 75 | NER | NAGALAND | CENTER | NEEPCO | HYDRO |  |  | 72.635 | 0 | 0 |  | 140.295 | 0 | 0 |  | 118.405 | 0 | 0 |  | 163.18 | 0 | 0 |  | 252.73 | 0 | 0 |  |  | 182.1049 | 0 | 0 |  |  | 181.0999 | 0 | 0
19 | DOYANG | 1 | 2000-07-08 | 25 | NER | NAGALAND | CENTER | NEEPCO | HYDRO | [18 empty] | 84.2433 |  |  |  |  | 62.9835
19 | DOYANG | 2 | 2000-07-05 | 25 | NER | NAGALAND | CENTER | NEEPCO | HYDRO | [18 empty] | 84.2433 |  |  |  |  | 60.3169
19 | DOYANG | 3 | 2000-06-29 | 25 | NER | NAGALAND | CENTER | NEEPCO | HYDRO | [18 empty] | 84.2433 |  |  |  |  | 58.8941
20 | RANGANADI | 0 |  | 405 | NER | ARUNACHAL | CENTER | NEEPCO | HYDRO |  |  | 0 | 0 | 0 |  | 21.89 | 0 | 0 |  | 188.055 | 0 | 0 |  | 271.635 | 0 | 0 |  | 1639.76 | 0 | 0 |  |  | 1404.8007 | 0 | 0 |  |  | 952.9215 | 0 | 0
20 | RANGANADI | 1 | 2002-01-26 | 135 | NER | ARUNACHAL | CENTER | NEEPCO | HYDRO | [18 empty] | 546.5867 | 0 | 0 |  | 1 | 469.9286 | 0 | 0 |  | 1 | 331.5191 | 0 | 0 |  | 1
20 | RANGANADI | 2 | 2002-01-29 | 135 | NER | ARUNACHAL | CENTER | NEEPCO | HYDRO | [18 empty] | 546.5867 | 0 | 0 |  | 1 | 462.5059 | 0 | 0 |  | 1 | 265.1964 | 0 | 0 |  | 1
20 | RANGANADI | 3 | 2002-03-29 | 135 | NER | ARUNACHAL | CENTER | NEEPCO | HYDRO | [18 empty] | 546.5867 | 0 | 0 |  | 1 | 472.3763 | 0 | 0 |  | 1 | 356.21 | 0 | 0 |  | 1
21 | GUMTI | 0 |  | 15 | NER | TRIPURA | STATE | TRIPURA | HYDRO |  |  | 69.65 | 0 | 0 |  | 67.66 | 0 | 0 |  | 55.72 | 0 | 0 |  | 66.665 | 0 | 0 |  | 68.655 | 0 | 0 |  |  | 63.1129 | 0 | 0 |  |  | 46.0884 | 0 | 0
21 | GUMTI | 1 | 1976-06-10 | 5 | NER | TRIPURA | STATE | TRIPURA | HYDRO
21 | GUMTI | 2 | 1977-01-18 | 5 | NER | TRIPURA | STATE | TRIPURA | HYDRO
21 | GUMTI | 3 | 1984-01-06 | 5 | NER | TRIPURA | STATE | TRIPURA | HYDRO
22 | LIKIM RO | 0 |  | 24 | NER | NAGALAND | STATE | NAGALAND | HYDRO |  |  | 0 | 0 | 0 |  | 3.98 | 0 | 0 |  | 1.99 | 0 | 0 |  | 0 | 0 | 0 |  | 0 | 0 | 0 |  |  | 0 | 0 | 0 |  |  | 0 | 0 | 0
22 | LIKIM RO | 1 | 2001-11-30 | 8 | NER | NAGALAND | STATE | NAGALAND | HYDRO
22 | LIKIM RO | 2 | 2001-12-01 | 8 | NER | NAGALAND | STATE | NAGALAND | HYDRO
22 | LIKIM RO | 3 | 2002-04-07 | 8 | NER | NAGALAND | STATE | NAGALAND | HYDRO | [18 empty] | 0 | 0 | 0 |  | 1 | 0 | 0 | 0 |  | 1 | 0 | 0 | 0 |  | 1
23 | LOKTAK | 0 |  | 105 | NER | MANIPUR | CENTER | NHPC | HYDRO |  |  | 548.245 | 0 | 0 |  | 566.155 | 0 | 0 |  | 550.235 | 0 | 0 |  | 501.48 | 0 | 0 |  | 625.855 | 0 | 0 |  |  | 583.2192 | 0 | 0 |  |  | 473.0429 | 0 | 0
23 | LOKTAK | 1 | 1983-05-29 | 35 | NER | MANIPUR | CENTER | NHPC | HYDRO
23 | LOKTAK | 2 | 1983-04-30 | 35 | NER | MANIPUR | CENTER | NHPC | HYDRO
23 | LOKTAK | 3 | 1983-05-13 | 35 | NER | MANIPUR | CENTER | NHPC | HYDRO
24 | KARBI LANGPI | 0 |  | 100 | NER | ASSAM | STATE | ASEB | HYDRO |  |  | 0 |  |  |  | 0 |  |  |  | 0 |  |  |  | 0 |  |  |  | 0 |  |  |  |  | 0 |  |  |  |  | 0 | 0 | 0
24 | KARBI LANGPI | 1 | 2007-01-30 | 50 | NER | ASSAM | STATE | ASEB | HYDRO | [28 empty] | 0 | 0 | 0 |  | 1
24 | KARBI LANGPI | 2 | 2007-03-20 | 50 | NER | ASSAM | STATE | ASEB | HYDRO | [28 empty] | 0 | 0 | 0 |  | 1
1 | BADARPUR | 0 |  | 720 | NR | DELHI | CENTER | NTPC | THERMAL | COAL | OIL | 4742.17 | 5553178.5145 | 1.171 | 1 | 4805.53 | 5597529.8155 | 1.1648 | 1 | 4810.5536 | 5617173.6189 | 1.1677 | 1 | 4943.12 | 5775196.7533 | 1.1683 | 1 | 4918.8791 | 5723929.8242 | 1.1637 | 1 |  | 4866 | 5762925 | 1.1843 | 1 |  | 4879 | 5534896 | 1.1344 | 1
1 | BADARPUR | 1 | 1973-07-26 | 100 | NR | DELHI | CENTER | NTPC | THERMAL | COAL | OIL
1 | BADARPUR | 2 | 1974-08-05 | 100 | NR | DELHI | CENTER | NTPC | THERMAL | COAL | OIL
1 | BADARPUR | 3 | 1975-03-29 | 100 | NR | DELHI | CENTER | NTPC | THERMAL | COAL | OIL
1 | BADARPUR | 4 | 1978-12-02 | 210 | NR | DELHI | CENTER | NTPC | THERMAL | COAL | OIL
1 | BADARPUR | 5 | 1981-12-25 | 210 | NR | DELHI | CENTER | NTPC | THERMAL | COAL | OIL
2 | I.P.STATION | 0 |  | 247.5 | NR | DELHI | STATE | IPGPCL | THERMAL | COAL | OIL | 766.28 | 1040783.456 | 1.3582 | 1 | 711.34 | 981255.1857 | 1.3794 | 1 | 547.018 | 771725.2078 | 1.4108 | 1 | 668.805 | 986955.8468 | 1.4757 | 1 | 806.023 | 1215644.1891 | 1.5082 | 1 |  | 837.73 | 1442888.1037 | 1.7224 | 1 |  | 804.58 | 1365109.2928 | 1.6967 | 1
2 | I.P.STATION | 1 | 1967-12-31 | 62.5 | NR | DELHI | STATE | IPGPCL | THERMAL | COAL | OIL
2 | I.P.STATION | 2 | 1968-02-29 | 62.5 | NR | DELHI | STATE | IPGPCL | THERMAL | COAL | OIL
2 | I.P.STATION | 3 | 1968-03-31 | 62.5 | NR | DELHI | STATE | IPGPCL | THERMAL | COAL | OIL
2 | I.P.STATION | 4 | 1971-12-31 | 60 | NR | DELHI | STATE | IPGPCL | THERMAL | COAL | OIL
3 | RAJGHAT | 0 |  | 135 | NR | DELHI | STATE | IPGPCL | THERMAL | COAL | OIL | 698 | 892767.5233 | 1.279 | 1 | 608.133 | 833404.1045 | 1.3704 | 1 | 738.974 | 1050098.9655 | 1.421 | 1 | 683.375 | 962102.1388 | 1.4079 | 1 | 606.686 | 846552.7514 | 1.3954 | 1 |  | 495 | 752605.7063 | 1.5204 | 1 |  | 558.06 | 769506.2723 | 1.3789 | 1
3 | RAJGHAT | 1 | 1990-02-20 | 67.5 | NR | DELHI | STATE | IPGPCL | THERMAL | COAL | OIL
3 | RAJGHAT | 2 | 1989-11-24 | 67.5 | NR | DELHI | STATE | IPGPCL | THERMAL | COAL | OIL
4 | I.P.GT | 0 |  | 282 | NR | DELHI | STATE | IPGPCL | THERMAL | GAS | n/a | 1113 | 690928.8408 | 0.62078 | 1 | 1148 | 740803.8072 | 0.6453 | 1 | 1186.78 | 681554.2797 | 0.57429 | 1 | 1188.51 | 680325.7507 | 0.57242 | 1 | 1502.76 | 838952.4343 | 0.55827 | 1 |  | 1697 | 927855.0862 | 0.54676 | 1 |  | 1372.327 | 823393.9014 | 0.6 | 1
4 | I.P.GT | 1 | 1986-05-28 | 30 | NR | DELHI | STATE | IPGPCL | THERMAL | GAS | n/a | [26 empty] | 181.706
4 | I.P.GT | 2 | 1986-06-24 | 30 | NR | DELHI | STATE | IPGPCL | THERMAL | GAS | n/a | [26 empty] | 161.364
4 | I.P.GT | 3 | 1986-07-31 | 30 | NR | DELHI | STATE | IPGPCL | THERMAL | GAS | n/a | [26 empty] | 191.285
4 | I.P.GT | 4 | 1986-09-10 | 30 | NR | DELHI | STATE | IPGPCL | THERMAL | GAS | n/a | [26 empty] | 191.47
4 | I.P.GT | 5 | 1986-11-15 | 30 | NR | DELHI | STATE | IPGPCL | THERMAL | GAS | n/a | [26 empty] | 214.961
4 | I.P.GT | 6 | 1986-05-14 | 30 | NR | DELHI | STATE | IPGPCL | THERMAL | GAS | n/a | [26 empty] | 157.492
4 | I.P.WHP 1 | 7 | 1995-03-29 | 34 | NR | DELHI | STATE | IPGPCL | THERMAL | GAS | n/a | [26 empty] | 71.684
4 | I.P.WHP 2 | 8 | 1995-10-31 | 34 | NR | DELHI | STATE | IPGPCL | THERMAL | GAS | n/a | [26 empty] | 91.872
4 | I.P.WHP 3 | 9 | 1996-03-26 | 34 | NR | DELHI | STATE | IPGPCL | THERMAL | GAS | n/a | [16 empty] | 135.7127 | 58356.461 | 0.43 | [7 empty] | 110.556
5 | PRAGATI CCGT | 0 |  | 330.4 | NR | DELHI | STATE | IPGPCL | THERMAL | GAS | n/a |  | 0 | 0 | 1 |  | 0 | 0 | 1 | 813 | 528953.0688 | 0.65062 | 1 | 2345 | 1026346.3095 | 0.43767 | 1 | 2492.74 | 1065897.7993 | 0.4276 | 1 |  | 2226.96 | 991506.6045 | 0.44523 | 1 |  | 2190.39 | 997815.416 | 0.45554 | 1
5 | PRAGATI CCGT | 1 | 2002-03-15 | 104.6 | NR | DELHI | STATE | IPGPCL | THERMAL | GAS | n/a | [16 empty] | 821.7758 | 351392.0328 | 0.4276 |  | 1 | 715.5193 | 318569.755 | 0.44523 |  | 1 | 719.03 | 327548.6185 | 0.45554 |  | 1
5 | PRAGATI CCGT | 2 | 2002-11-09 | 104.6 | NR | DELHI | STATE | IPGPCL | THERMAL | GAS | n/a | [16 empty] | 777.3351 | 332389.1754 | 0.4276 |  | 1 | 722.3023 | 321589.7416 | 0.44523 |  | 1 | 710.875 | 323833.6706 | 0.45554 |  | 1
5 | PRAGATI CCGT | 3 | 2003-01-31 | 121.2 | NR | DELHI | STATE | IPGPCL | THERMAL | GAS | n/a | [16 empty] | 892.7499 | 381740.6278 | 0.4276 |  | 1 | 789.0082 | 351289.1524 | 0.44523 |  | 1 | 760.485 | 346433.1268 | 0.45554 |  | 1
6 | F_BAD EXTN. | 0 |  | 180 | NR | HARYANA | STATE | HPGCL | THERMAL | COAL | OIL | 715.5 | 1397952.1769 | 1.9538 | 1 | 699.972 | 1349051.2516 | 1.9273 | 1 | 849.6312 | 1606812.2068 | 1.8912 | 1 | 688.8696 | 1302835.9949 | 1.8913 | 1 | 755.0143 | 1393335.8435 | 1.8454 | 1 |  | 696 | 1248966.0195 | 1.7945 | 1 |  | 522.938 | 1005965.1852 | 1.9237 | 1
6 | F_BAD EXTN. | 1 | 1974-11-15 | 60 | NR | HARYANA | STATE | HPGCL | THERMAL | COAL | OIL
6 | F_BAD EXTN. | 2 | 1976-03-06 | 60 | NR | HARYANA | STATE | HPGCL | THERMAL | COAL | OIL
6 | F_BAD EXTN. | 3 | 1981-04-01 | 60 | NR | HARYANA | STATE | HPGCL | THERMAL | COAL | OIL
7 | PANIPAT | 0 |  | 1360 | NR | HARYANA | STATE | HPGCL | THERMAL | COAL | OIL | 2416 | 2747659.9456 | 1.1373 | 1 | 4184.0274 | 5268199.134 | 1.2591 | 1 | 4485.9267 | 6077009.3741 | 1.3547 | 1 | 5349.5415 | 7269173.1186 | 1.3588 | 1 | 5137.364 | 6966058.305 | 1.356 | 1 |  | 7330 | 9140689.0346 | 1.247 | 1 |  | 8962.89 | 10537458.8245 | 1.1757 | 1
7 | PANIPAT | 1 | 1979-03-30 | 110 | NR | HARYANA | STATE | HPGCL | THERMAL | COAL | OIL
7 | PANIPAT | 2 | 1980-02-21 | 110 | NR | HARYANA | STATE | HPGCL | THERMAL | COAL | OIL
7 | PANIPAT | 3 | 1985-11-01 | 110 | NR | HARYANA | STATE | HPGCL | THERMAL | COAL | OIL
7 | PANIPAT | 4 | 1987-01-11 | 110 | NR | HARYANA | STATE | HPGCL | THERMAL | COAL | OIL
7 | PANIPAT | 5 | 1989-03-28 | 210 | NR | HARYANA | STATE | HPGCL | THERMAL | COAL | OIL
7 | PANIPAT | 6 | 2001-04-01 | 210 | NR | HARYANA | STATE | HPGCL | THERMAL | COAL | OIL | [16 empty] | 1347.71 | 1415095.5 | 1.05 |  | 1 | 1536.353 | 1613170.65 | 1.05 |  | 1 | 1530.1104 | 1606615.92 | 1.05 |  | 1
7 | PANIPAT | 7 | 2004-09-26 | 250 | NR | HARYANA | STATE | HPGCL | THERMAL | COAL | OIL | [16 empty] | 392.21 | 411820.5 | 1.05 |  | 1 | 838.5286 | 880455.03 | 1.05 |  | 1 | 1799.9072 | 1889902.56 | 1.05 |  | 1
7 | PANIPAT | 8 | 2005-01-28 | 250 | NR | HARYANA | STATE | HPGCL | THERMAL | COAL | OIL | [16 empty] | 0 | 0 | 1.05 |  | 1 | 1668.03 | 1751431.5 | 1.05 |  | 1 | 1818.2437 | 1909155.885 | 1.05 |  | 1
8 | F_BAD CCGT | 0 |  | 430 | NR | HARYANA | CENTER | NTPC | THERMAL | GAS | NAPT | 2256.13 | 1183211.4127 | 0.52444 | 1 | 2796.79 | 1151812.9279 | 0.41183 | 1 | 2645.36 | 1130148.8126 | 0.42722 | 1 | 2727.42 | 1202701.095 | 0.44097 | 1 | 3099.5 | 1181242.2436 | 0.38111 | 1 |  | 2885 | 1262547 | 0.43762 | 1 |  | 2767 | 1182156 | 0.42723 | 1
8 | F_BAD CCGT | 1 | 1999-06-29 | 143 | NR | HARYANA | STATE | NTPC | THERMAL | GAS | NAPT | [16 empty] | 981.5394 | 374071.874 | 0.38111 |  | 1 | 927.9546 | 406095.77 | 0.43762 |  |  | 920.1884
8 | F_BAD CCGT | 2 | 1999-10-18 | 143 | NR | HARYANA | STATE | NTPC | THERMAL | GAS | NAPT | [16 empty] | 1007.2223 | 383859.8328 | 0.38111 |  | 1 | 903.9204 | 395577.8126 | 0.43762 |  |  | 920.1884
8 | F_BAD CCGT | 3 | 2000-07-31 | 144 | NR | HARYANA | STATE | NTPC | THERMAL | GAS | NAPT | [16 empty] | 1110.7383 | 423310.5368 | 0.38111 |  | 1 | 1053.0106 | 460823.3532 | 0.43762 |  | 1 | 926.6233
9 | GNDTP(BHATINDA) | 0 |  | 440 | NR | PUNJAB | STATE | PSEB | THERMAL | COAL | OIL | 2524.45 | 3115839.1404 | 1.2343 | 1 | 2500.91 | 3079120.8063 | 1.2312 | 1 | 2265.88 | 2798484.2223 | 1.2351 | 1 | 2307.88 | 2750804.5107 | 1.1919 | 1 | 1748.77 | 2176877.4184 | 1.2448 | 1 |  | 2071 | 2612962.924 | 1.2617 | 1 |  | 1966.03 | 2527451.8122 | 1.2856 | 1
9 | GNDTP(BHATINDA) | 1 | 1974-09-22 | 110 | NR | PUNJAB | STATE | PSEB | THERMAL | COAL | OIL
9 | GNDTP(BHATINDA) | 2 | 1975-09-19 | 110 | NR | PUNJAB | STATE | PSEB | THERMAL | COAL | OIL
9 | GNDTP(BHATINDA) | 3 | 1978-03-29 | 110 | NR | PUNJAB | STATE | PSEB | THERMAL | COAL | OIL
9 | GNDTP(BHATINDA) | 4 | 1979-01-31 | 110 | NR | PUNJAB | STATE | PSEB | THERMAL | COAL | OIL
10 | GHTP (LEH.MOH.) | 0 |  | 420 | NR | PUNJAB | STATE | PSEB | THERMAL | COAL | OIL | 2939.76 | 3385246.2425 | 1.1515 | 1 | 2794.234 | 3139050.5484 | 1.1234 | 1 | 2645.924 | 2820030.6535 | 1.0658 | 1 | 3079.344 | 3244725.1944 | 1.0537 | 1 | 2997.674 | 3195948.6999 | 1.0661 | 1 |  | 2863.57 | 3039690.8739 | 1.0615 | 1 |  | 3140.233 | 3185389.1956 | 1.0144 | 1
10 | GHTP (LEH.MOH.) | 1 | 1997-12-29 | 210 | NR | PUNJAB | STATE | PSEB | THERMAL | COAL | OIL | [16 empty] | 1606.0152 | 1712241.6141 | 1.0661 | [7 empty] | 1570.1165
10 | GHTP (LEH.MOH.) | 2 | 1998-10-16 | 210 | NR | PUNJAB | STATE | PSEB | THERMAL | COAL | OIL | [16 empty] | 1390.5138 | 1482486.3601 | 1.0661 |  | 1 | 1546.3787 | 1641487.0844 | 1.0615 |  |  | 1570.1165
11 | ROPAR | 0 |  | 1260 | NR | PUNJAB | STATE | PSEB | THERMAL | COAL | OIL | 7751 | 9566838.9498 | 1.2343 | 1 | 8150.81 | 9646659.1902 | 1.1835 | 1 | 7564.5 | 8761599.6855 | 1.1583 | 1 | 7612.2 | 8790993.8534 | 1.1549 | 1 | 8304.31 | 9540758.6832 | 1.1489 | 1 |  | 8535 | 9699280.6239 | 1.1364 | 1 |  | 8952 | 9968135.2045 | 1.1135 | 1
11 | ROPAR | 1 | 1984-09-26 | 210 | NR | PUNJAB | STATE | PSEB | THERMAL | COAL | OIL | [26 empty] | 1525.56
11 | ROPAR | 2 | 1985-03-29 | 210 | NR | PUNJAB | STATE | PSEB | THERMAL | COAL | OIL | [26 empty] | 1380.61
11 | ROPAR | 3 | 1988-03-31 | 210 | NR | PUNJAB | STATE | PSEB | THERMAL | COAL | OIL | [26 empty] | 1415.15
11 | ROPAR | 4 | 1989-01-29 | 210 | NR | PUNJAB | STATE | PSEB | THERMAL | COAL | OIL | [26 empty] | 1605.68
11 | ROPAR | 5 | 1992-03-29 | 210 | NR | PUNJAB | STATE | PSEB | THERMAL | COAL | OIL | [26 empty] | 1521.84
11 | ROPAR | 6 | 1993-03-30 | 210 | NR | PUNJAB | STATE | PSEB | THERMAL | COAL | OIL | [26 empty] | 1502.74
12 | KOTA | 0 |  | 1045 | NR | RAJASTHAN | STATE | RRVUNL | THERMAL | COAL | OIL | 5828.31 | 6442473.3187 | 1.1054 | 1 | 5737.7 | 6341897.5823 | 1.1053 | 1 | 5914.82 | 6536323.6745 | 1.1051 | 1 | 5792.32 | 6852965.3059 | 1.1831 | 1 | 6712.41 | 7411291.9306 | 1.1041 | 1 |  | 7525 | 8240724.2432 | 1.0951 | 1 |  | 7398.47 | 8061656.8578 | 1.0896 | 1
12 | KOTA | 1 | 1983-01-17 | 110 | NR | RAJASTHAN | STATE | RRVUNL | THERMAL | COAL | OIL
12 | KOTA | 2 | 1983-07-13 | 110 | NR | RAJASTHAN | STATE | RRVUNL | THERMAL | COAL | OIL
12 | KOTA | 3 | 1988-09-25 | 210 | NR | RAJASTHAN | STATE | RRVUNL | THERMAL | COAL | OIL
12 | KOTA | 4 | 1989-05-01 | 210 | NR | RAJASTHAN | STATE | RRVUNL | THERMAL | COAL | OIL
12 | KOTA | 5 | 1994-03-26 | 210 | NR | RAJASTHAN | STATE | RRVUNL | THERMAL | COAL | OIL
12 | KOTA | 6 | 2003-07-30 | 195 | NR | RAJASTHAN | STATE | RRVUNL | THERMAL | COAL | OIL | [16 empty] | 1337.609 | 1404489.45 | 1.05 |  | 1 | 1543.087 | 1620241.35 | 1.05 |  | 1 | 1522.8395 | 1598981.475 | 1.05 |  | 1
13 | N.A.P.S | 0 |  | 440 | NR | UTTAR PRADESH | STATE | NPC | NUCLEAR | NUCLEAR |  | 2735.02 | 0 | 0 |  | 3008.23 | 0 | 0 |  | 3222.14 | 0 | 0 |  | 2691.71 | 0 | 0 |  | 2441.04 | 0 | 0 |  |  | 1864 | 0 | 0 |  |  | 879 | 0 | 0
13 | N.A.P.S | 1 | 1989-07-29 | 220 | NR | UTTAR PRADESH | STATE | NPC | NUCLEAR | NUCLEAR | [14 empty] | 0 | 0
13 | N.A.P.S | 2 | 1992-01-05 | 220 | NR | UTTAR PRADESH | STATE | NPC | NUCLEAR | NUCLEAR | [14 empty] | 0 | 0
14 | R.A.P.S. | 0 |  | 740 | NR | RAJASTHAN | CENTER | NPC | NUCLEAR | NUCLEAR |  | 3326.45 | 0 | 0 |  | 4243.12 | 0 | 0 |  | 4509 | 0 | 0 |  | 3800 | 0 | 0 |  | 3814.9 | 0 | 0 |  |  | 3969 | 0 | 0 |  |  | 3217 | 0 | 0
14 | R.A.P.S. | 1 | 1972-07-31 | 100 | NR | RAJASTHAN | CENTER | NPC | NUCLEAR | NUCLEAR | [14 empty] | 0 | 0
14 | R.A.P.S. | 2 | 1980-11-01 | 200 | NR | RAJASTHAN | CENTER | NPC | NUCLEAR | NUCLEAR | [14 empty] | 0 | 0
14 | R.A.P.S. | 3 | 2000-03-01 | 220 | NR | RAJASTHAN | CENTER | NPC | NUCLEAR | NUCLEAR | [14 empty] | 0 | 0 |  | 1301.2433 | 0 | 0 |  | 1 | 1345.22 | 0 | 0 |  | 1 | 1065.945
14 | R.A.P.S. | 4 | 2000-11-17 | 220 | NR | RAJASTHAN | CENTER | NPC | NUCLEAR | NUCLEAR | [14 empty] | 0 | 0 |  | 1460.1543 | 0 | 0 |  | 1 | 1344.37 | 0 | 0 |  | 1 | 1141.125
15 | SURATGARH | 0 |  | 1250 | NR | RAJASTHAN | STATE | RRVUNL | THERMAL | COAL | OIL | 2926.9395 | 2778955.2154 | 0.94944 | 1 | 3725.421 | 3950027.9853 | 1.0603 | 1 | 6489.648 | 7005634.334 | 1.0795 | 1 | 7419.287 | 7568589.6906 | 1.0201 | 1 | 8491.904 | 8675492.8566 | 1.0216 | 1 |  | 9041 | 9349291.0676 | 1.0341 | 1 |  | 9270.286 | 9554313.7959 | 1.0306 | 1
15 | SURATGARH | 1 | 1998-05-10 | 250 | NR | RAJASTHAN | STATE | RRVUNL | THERMAL | COAL | OIL | [16 empty] | 1701.6789 | 1738468.0172 | 1.0216 | [7 empty] | 1794.423
15 | SURATGARH | 2 | 2000-03-28 | 250 | NR | RAJASTHAN | STATE | RRVUNL | THERMAL | COAL | OIL | [16 empty] | 1546.4136 | 1579845.8994 | 1.0216 |  | 1 | 1919.5158 | 1984969.7743 | 1.0341 |  | 1 | 1850.21
15 | SURATGARH | 3 | 2001-10-29 | 250 | NR | RAJASTHAN | STATE | RRVUNL | THERMAL | COAL | OIL | [16 empty] | 1701.7243 | 1738514.3491 | 1.0216 |  | 1 | 1732.136 | 1791200.526 | 1.0341 |  | 1 | 1906.63 | 1965046.3117 | 1.0306 |  | 1
15 | SURATGARH | 4 | 2002-03-25 | 250 | NR | RAJASTHAN | STATE | RRVUNL | THERMAL | COAL | OIL | [16 empty] | 1769.2073 | 1807456.3141 | 1.0216 |  | 1 | 1761.0734 | 1821124.6463 | 1.0341 |  | 1 | 1894.216 | 1952251.9652 | 1.0306 |  | 1
15 | SURATGARH | 5 | 2003-06-30 | 250 | NR | RAJASTHAN | STATE | RRVUNL | THERMAL | COAL | OIL | [16 empty] | 1773.1892 | 1811524.2607 | 1.0216 |  | 1 | 1847.4494 | 1910446.0312 | 1.0341 |  | 1 | 1824.807 | 1880716.3765 | 1.0306 |  | 1
16 | RAMGARH GT | 0 |  | 113.8 | NR | RAJASTHAN | STATE | RRVUNL | THERMAL | GAS | DISL | 227 | 157825.2634 | 0.69527 | 1 | 116 | 85080.4674 | 0.73345 | 1 | 209.8 | 140305.8018 | 0.66876 | 1 | 206 | 146810.0841 | 0.71267 | 1 | 336 | 192052.4304 | 0.57158 | 1 |  | 404 | 232786.5627 | 0.5762 | 1 |  | 380.4 | 233458.3172 | 0.61372 | 1
16 | RAMGARH GT | 1 | 1994-11-15 | 3 | NR | RAJASTHAN | STATE | RRVUNL | THERMAL | GAS | DISL
16 | RAMGARH GT | 2 | 1996-01-12 | 35.5 | NR | RAJASTHAN | STATE | RRVUNL | THERMAL | GAS | DISL | [16 empty] | 0.93351 | 533.5827 | 0.57158
16 | RAMGARH GT | 3 | 2002-08-07 | 37.5 | NR | RAJASTHAN | STATE | RRVUNL | THERMAL | GAS | DISL | [16 empty] | 0.93351 | 533.5827 | 0.57158 |  | 1 | 0 | 0 | 0.5762 |  | 1 | 125.3515 | 76930.4648 | 0.61372 |  | 1
16 | RAMGARH ST 1 | 4 | 2003-03-31 | 37.8 | NR | RAJASTHAN | STATE | RRVUNL | THERMAL | GAS | DISL | [16 empty] | 15.8698 | 9070.9063 | 0.57158 |  | 1 | 0 | 0 | 0.5762 |  | 1 | 126.3543 | 77545.9085 | 0.61372 |  | 1
17 | ANTA GT | 0 |  | 413 | NR | RAJASTHAN | CENTER | NTPC | THERMAL | GAS | NAPT | 2808.526 | 1236042.5931 | 0.4401 | 1 | 2986.241 | 1337033.4419 | 0.44773 | 1 | 2679.102 | 1231736.3899 | 0.45976 | 1 | 2701.504 | 1319306.7218 | 0.48836 | 1 | 2710.171 | 1295852.4823 | 0.47814 | 1 |  | 2738.51 | 1308923 | 0.47797 | 1 |  | 2885 | 1310978 | 0.45441 | 1
17 | ANTA GT | 1 | 1989-01-20 | 88 | NR | RAJASTHAN | CENTER | NTPC | THERMAL | GAS | NAPT
17 | ANTA GT | 2 | 1989-03-04 | 88 | NR | RAJASTHAN | CENTER | NTPC | THERMAL | GAS | NAPT
17 | ANTA GT | 3 | 1989-05-04 | 88 | NR | RAJASTHAN | CENTER | NTPC | THERMAL | GAS | NAPT
17 | ANTA GT | 4 | 1990-03-05 | 149 | NR | RAJASTHAN | CENTER | NTPC | THERMAL | GAS | NAPT
18 | OBRA-A | 0 |  | 1550 | NR | UTTAR PRADESH | STATE | UPRVUNL | THERMAL | COAL | OIL | 5229.781 | 6330760.3438 | 1.2105 | 1 | 5018.09 | 5727692.0373 | 1.1414 | 1 | 5786.124 | 6726036.1159 | 1.1624 | 1 | 5509.215 | 6804288.257 | 1.2351 | 1 | 4890.673 | 5621080.289 | 1.1493 | 1 |  | 4733 | 6478337.6899 | 1.3688 | 1 |  | 4646 | 6766584.3438 | 1.4564 | 1
18 | OBRA | 1 | 1992-07-01 | 50 | NR | UTTAR PRADESH | STATE | UPRVUNL | THERMAL | COAL | OIL
18 | OBRA | 2 | 1968-03-11 | 50 | NR | UTTAR PRADESH | STATE | UPRVUNL | THERMAL | COAL | OIL
18 | OBRA | 3 | 1968-10-13 | 50 | NR | UTTAR PRADESH | STATE | UPRVUNL | THERMAL | COAL | OIL
18 | OBRA | 4 | 1969-07-16 | 50 | NR | UTTAR PRADESH | STATE | UPRVUNL | THERMAL | COAL | OIL
18 | OBRA | 5 | 1971-07-30 | 50 | NR | UTTAR PRADESH | STATE | UPRVUNL | THERMAL | COAL | OIL
18 | OBRA | 6 | 1973-10-31 | 100 | NR | UTTAR PRADESH | STATE | UPRVUNL | THERMAL | COAL | OIL
18 | OBRA | 7 | 1974-12-14 | 100 | NR | UTTAR PRADESH | STATE | UPRVUNL | THERMAL | COAL | OIL | [26 empty] | 296.984
18 | OBRA | 8 | 1975-09-15 | 100 | NR | UTTAR PRADESH | STATE | UPRVUNL | THERMAL | COAL | OIL | [26 empty] | 302.508
18 | OBRA | 9 | 1980-01-26 | 200 | NR | UTTAR PRADESH | STATE | UPRVUNL | THERMAL | COAL | OIL | [26 empty] | 801.379
18 | OBRA | 10 | 1979-01-14 | 200 | NR | UTTAR PRADESH | STATE | UPRVUNL | THERMAL | COAL | OIL | [26 empty] | 751.768
18 | OBRA | 11 | 1977-12-31 | 200 | NR | UTTAR PRADESH | STATE | UPRVUNL | THERMAL | COAL | OIL | [26 empty] | 863.18
18 | OBRA | 12 | 1981-03-28 | 200 | NR | UTTAR PRADESH | STATE | UPRVUNL | THERMAL | COAL | OIL | [26 empty] | 876.838
18 | OBRA | 13 | 1982-07-21 | 200 | NR | UTTAR PRADESH | STATE | UPRVUNL | THERMAL | COAL | OIL | [26 empty] | 753.48
19 | PANKI | 0 |  | 252 | NR | UTTAR PRADESH | STATE | UPRVUNL | THERMAL | COAL | OIL | 758.6376 | 1029307.7167 | 1.3568 | 1 | 844.816 | 1143087.0489 | 1.3531 | 1 | 936.5552 | 1303893.5762 | 1.3922 | 1 | 985.3752 | 1331185.2171 | 1.3509 | 1 | 937.619 | 1292269.0975 | 1.3782 | 1 |  | 864 | 1151028.7623 | 1.3322 | 1 |  | 803.9864 | 1190796.7201 | 1.4811 | 1
19 | PANKI | 1 | 1985-02-19 | 32 | NR | UTTAR PRADESH | STATE | UPRVUNL | THERMAL | COAL | OIL
19 | PANKI | 2 | 1976-11-10 | 110 | NR | UTTAR PRADESH | STATE | UPRVUNL | THERMAL | COAL | OIL
19 | PANKI | 3 | 1977-03-24 | 110 | NR | UTTAR PRADESH | STATE | UPRVUNL | THERMAL | COAL | OIL
20 | H_GANJ B | 0 |  | 450 | NR | UTTAR PRADESH | STATE | UPRVUNL | THERMAL | COAL | OIL | 583.51 | 996180.2649 | 1.7072 | 1 | 562.038 | 975111.4764 | 1.735 | 1 | 652.122 | 1013709.8075 | 1.5545 | 1 | 615.0604 | 1014759.5968 | 1.6499 | 1 | 542 | 877770.5079 | 1.6195 | 1 |  | 432 | 703076.9508 | 1.6275 | 1 |  | 643.6 | 990066.4227 | 1.5383 | 1
20 | H_GANJ B | 1 | 1968-02-29 | 50 | NR | UTTAR PRADESH | STATE | UPRVUNL | THERMAL | COAL | OIL
20 | H_GANJ B | 2 | 1992-07-01 | 50 | NR | UTTAR PRADESH | STATE | UPRVUNL | THERMAL | COAL | OIL
20 | H_GANJ B | 3 | 1972-01-22 | 60 | NR | UTTAR PRADESH | STATE | UPRVUNL | THERMAL | COAL | OIL
20 | H_GANJ B | 4 | 1972-09-18 | 60 | NR | UTTAR PRADESH | STATE | UPRVUNL | THERMAL | COAL | OIL
20 | H_GANJ B | 5 | 1977-03-21 | 60 | NR | UTTAR PRADESH | STATE | UPRVUNL | THERMAL | COAL | OIL
20 | H_GANJ B | 6 | 1981-08-26 | 60 | NR | UTTAR PRADESH | STATE | UPRVUNL | THERMAL | COAL | OIL
20 | H_GANJ B | 7 | 1978-03-31 | 110 | NR | UTTAR PRADESH | STATE | UPRVUNL | THERMAL | COAL | OIL
21 | PARICHA | 0 |  | 640 | NR | UTTAR PRADESH | STATE | UPRVUNL | THERMAL | COAL | OIL | 464 | 912612.9045 | 1.9668 | 1 | 838.5 | 1571364.0222 | 1.874 | 1 | 765.25 | 1544051.0599 | 2.0177 | 1 | 523.14 | 1018608.4757 | 1.9471 | 1 | 800.08 | 1500500.474 | 1.8754 | 1 |  | 679 | 1234794.0212 | 1.8185 | 1 |  | 1906.38 | 3047970.4902 | 1.5988 | 1
21 | PARICHA | 1 | 1984-03-31 | 110 | NR | UTTAR PRADESH | STATE | UPRVUNL | THERMAL | COAL | OIL
21 | PARICHA | 2 | 1985-02-25 | 110 | NR | UTTAR PRADESH | STATE | UPRVUNL | THERMAL | COAL | OIL
21 | PARICHA | 3 | 2006-03-29 | 210 | NR | UTTAR PRADESH | STATE | UPRVUNL | THERMAL | COAL | OIL | [21 empty] | 3.6136 | 3794.2488 | 1.05 |  | 1 | 514.9599 | 540707.895 | 1.05 |  | 1
21 | PARICHA | 4 | 2006-12-28 | 210 | NR | UTTAR PRADESH | STATE | UPRVUNL | THERMAL | COAL | OIL | [26 empty] | 467.8583 | 491251.215 | 1.05 |  | 1
22 | ANPARA | 0 |  | 1630 | NR | UTTAR PRADESH | STATE | UPRVUNL | THERMAL | COAL | OIL | 10521.55 | 10073793.5161 | 0.95744 | 1 | 11135.69 | 10021747.1495 | 0.89997 | 1 | 10690.43 | 10204437.2262 | 0.95454 | 1 | 10996.61 | 10211024.0516 | 0.92856 | 1 | 10523.89 | 9325195.7393 | 0.8861 | 1 |  | 10547 | 10700585.9099 | 1.0146 | 1 |  | 11287.948 | 11623116.9458 | 1.0297 | 1
22 | ANPARA | 1 | 1986-03-24 | 210 | NR | UTTAR PRADESH | STATE | UPRVUNL | THERMAL | COAL | OIL | [26 empty] | 1333.834
22 | ANPARA | 2 | 1987-02-28 | 210 | NR | UTTAR PRADESH | STATE | UPRVUNL | THERMAL | COAL | OIL | [26 empty] | 1330.541
22 | ANPARA | 3 | 1988-03-12 | 210 | NR | UTTAR PRADESH | STATE | UPRVUNL | THERMAL | COAL | OIL | [26 empty] | 1152.691
22 | ANPARA | 4 | 1993-07-19 | 500 | NR | UTTAR PRADESH | STATE | UPRVUNL | THERMAL | COAL | OIL | [26 empty] | 3923.716
22 | ANPARA | 5 | 1994-07-04 | 500 | NR | UTTAR PRADESH | STATE | UPRVUNL | THERMAL | COAL | OIL | [26 empty] | 3547.166
23 | SINGRAULI STPS | 0 |  | 2000 | NR | UTTAR PRADESH | CENTER | NTPC | THERMAL | COAL | OIL | 15323.4312 | 14996841.8312 | 0.97869 | 1 | 14437.8784 | 14244958.9088 | 0.98664 | 1 | 14769.468 | 14769556.9098 | 1 | 1 | 14478.522 | 14292101.6903 | 0.98712 | 1 | 14696.4188 | 14486104.325 | 0.98569 | 1 |  | 14401 | 14110628 | 0.97984 | 1 |  | 13627 | 13366504 | 0.98088 | 1
23 | SINGRAULI STPS | 1 | 1982-02-13 | 200 | NR | UTTAR PRADESH | CENTER | NTPC | THERMAL | COAL | OIL
23 | SINGRAULI STPS | 2 | 1982-11-25 | 200 | NR | UTTAR PRADESH | CENTER | NTPC | THERMAL | COAL | OIL
23 | SINGRAULI STPS | 3 | 1983-03-28 | 200 | NR | UTTAR PRADESH | CENTER | NTPC | THERMAL | COAL | OIL
23 | SINGRAULI STPS | 4 | 1983-11-02 | 200 | NR | UTTAR PRADESH | CENTER | NTPC | THERMAL | COAL | OIL
23 | SINGRAULI STPS | 5 | 1984-02-26 | 200 | NR | UTTAR PRADESH | CENTER | NTPC | THERMAL | COAL | OIL
23 | SINGRAULI STPS | 6 | 1986-12-23 | 500 | NR | UTTAR PRADESH | CENTER | NTPC | THERMAL | COAL | OIL
23 | SINGRAULI STPS | 7 | 1987-11-24 | 500 | NR | UTTAR PRADESH | CENTER | NTPC | THERMAL | COAL | OIL
24 | RIHAND | 0 |  | 2000 | NR | UTTAR PRADESH | CENTER | NTPC | THERMAL | COAL | OIL | 7126.19 | 6903454.9084 | 0.96874 | 1 | 7076.6 | 7174069.1287 | 1.0138 | 1 | 7127.7 | 7027037.528 | 0.98588 | 1 | 7347.4 | 7166370.5122 | 0.97536 | 1 | 7350.95 | 7227815.4844 | 0.98325 | 1 |  | 9865.5 | 9671631 | 0.98035 | 1 |  | 15055 | 14394401 | 0.95612 | 1
24 | RIHAND | 1 | 1988-03-31 | 500 | NR | UTTAR PRADESH | CENTER | NTPC | THERMAL | COAL | OIL | [26 empty] | 3354.7402
24 | RIHAND | 2 | 1989-07-05 | 500 | NR | UTTAR PRADESH | CENTER | NTPC | THERMAL | COAL | OIL | [26 empty] | 3859.036
24 | RIHAND | 3 | 2005-01-31 | 500 | NR | UTTAR PRADESH | CENTER | NTPC | THERMAL | COAL | OIL | [16 empty] | 0 | 0 | 0.98325 |  | 1 | 2806.6309 | 2751477.2525 | 0.98035 |  | 1 | 3918.2274 | 3746299.3211 | 0.95612 |  | 1
24 | RIHAND | 4 | 2005-09-24 | 500 | NR | UTTAR PRADESH | CENTER | NTPC | THERMAL | COAL | OIL | [21 empty] | 1445.6072 | 1417199.2424 | 0.98035 |  | 1 | 3923.3704 | 3751216.6631 | 0.95612 |  | 1
25 | UNCHAHAR | 0 |  | 1050 | NR | UTTAR PRADESH | CENTER | NTPC | THERMAL | COAL | OIL | 4921.8875 | 5019783.2648 | 1.0199 | 1 | 5987.4249 | 6137748.5286 | 1.0251 | 1 | 5625.7046 | 5765616.0892 | 1.0249 | 1 | 5867.9768 | 6012564.0343 | 1.0246 | 1 | 6200.0512 | 6312965.1912 | 1.0182 | 1 |  | 6451 | 6488345 | 1.0058 | 1 |  | 6942 | 6918063 | 0.99655 | 1
25 | UNCHAHAR | 1 | 1988-11-21 | 210 | NR | UTTAR PRADESH | CENTER | NTPC | THERMAL | COAL | OIL | [26 empty] | 1672.5454
25 | UNCHAHAR | 2 | 1989-03-22 | 210 | NR | UTTAR PRADESH | CENTER | NTPC | THERMAL | COAL | OIL | [26 empty] | 1694.219
25 | UNCHAHAR | 3 | 1999-01-27 | 210 | NR | UTTAR PRADESH | CENTER | NTPC | THERMAL | COAL | OIL | [16 empty] | 1546.2642 | 1574424.3985 | 1.0182 |  | 1 | 1587.0616 | 1596249.1392 | 1.0058 |  |  | 1596.5957
25 | UNCHAHAR | 4 | 1999-10-22 | 210 | NR | UTTAR PRADESH | CENTER | NTPC | THERMAL | COAL | OIL | [16 empty] | 1597.465 | 1626557.6568 | 1.0182 |  | 1 | 1618.7552 | 1628126.2143 | 1.0058 |  | 1 | 1520.5542
25 | UNCHAHAR | 5 | 2006-09-28 | 210 | NR | UTTAR PRADESH | CENTER | NTPC | THERMAL | COAL | OIL | [26 empty] | 458.2693 | 456689.1701 | 0.99655 |  | 1
26 | DADRI (NCTPP) | 0 |  | 840 | NR | UTTAR PRADESH | CENTER | NTPC | THERMAL | COAL | OIL | 6405.75 | 5918775.3306 | 0.92398 | 1 | 6151 | 5704467.5883 | 0.9274 | 1 | 5555 | 5331544.5485 | 0.95977 | 1 | 5683.35 | 5545344.1675 | 0.97572 | 1 | 6329.09 | 6052180.4258 | 0.95625 | 1 |  | 6267.8 | 6173071.9686 | 0.98489 | 1 |  | 6517 | 6407235 | 0.98316 | 1
26 | DADRI (NCTPP) | 1 | 1991-12-21 | 210 | NR | UTTAR PRADESH | CENTER | NTPC | THERMAL | COAL | OIL
26 | DADRI (NCTPP) | 2 | 1992-12-18 | 210 | NR | UTTAR PRADESH | CENTER | NTPC | THERMAL | COAL | OIL
26 | DADRI (NCTPP) | 3 | 1992-06-16 | 210 | NR | UTTAR PRADESH | CENTER | NTPC | THERMAL | COAL | OIL
26 | DADRI (NCTPP) | 4 | 1994-03-24 | 210 | NR | UTTAR PRADESH | CENTER | NTPC | THERMAL | COAL | OIL
27 | TANDA | 0 |  | 440 | NR | UTTAR PRADESH | CENTER | NTPC | THERMAL | COAL | OIL | 1083.7735 | 1526622.9752 | 1.4086 | 1 | 1932.8673 | 2604041.8548 | 1.3472 | 1 | 1920.8943 | 2634235.6385 | 1.3714 | 1 | 2649.92 | 3142018.4398 | 1.1857 | 1 | 2923.2398 | 3469575.0883 | 1.1869 | 1 |  | 2935 | 3502832.9312 | 1.1935 | 1 |  | 3114 | 3661485 | 1.1758 | 1
27 | TANDA | 1 | 1988-01-23 | 110 | NR | UTTAR PRADESH | CENTER | NTPC | THERMAL | COAL | OIL
27 | TANDA | 2 | 1989-03-11 | 110 | NR | UTTAR PRADESH | CENTER | NTPC | THERMAL | COAL | OIL
27 | TANDA | 3 | 1990-03-28 | 110 | NR | UTTAR PRADESH | CENTER | NTPC | THERMAL | COAL | OIL
27 | TANDA | 4 | 1998-02-20 | 110 | NR | UTTAR PRADESH | CENTER | NTPC | THERMAL | COAL | OIL | [16 empty] | 732.5285 | 869433.468 | 1.1869 | [7 empty] | 778.5
28 | AURAIYA GT | 0 |  | 652 | NR | UTTAR PRADESH | CENTER | NTPC | THERMAL | GAS | NAPT | 4545.42 | 1999984.8 | 0.44 | 1 | 4543.48 | 1999131.2 | 0.44 | 1 | 4139.96 | 1821582.4 | 0.44 | 1 | 4121.53 | 1813473.2 | 0.44 | 1 | 3994.46 | 1935842.2879 | 0.48463 | 1 |  | 4204 | 2054604.6703 | 0.48873 | 1 |  | 4531 | 2140716 | 0.47246 | 1
28 | AURAIYA GT | 1 | 1989-03-29 | 112 | NR | UTTAR PRADESH | CENTER | NTPC | THERMAL | GAS | NAPT
28 | AURAIYA GT | 2 | 1989-07-21 | 112 | NR | UTTAR PRADESH | CENTER | NTPC | THERMAL | GAS | NAPT
28 | AURAIYA GT | 3 | 1989-08-09 | 112 | NR | UTTAR PRADESH | CENTER | NTPC | THERMAL | GAS | NAPT
28 | AURAIYA GT | 4 | 1989-09-29 | 112 | NR | UTTAR PRADESH | CENTER | NTPC | THERMAL | GAS | NAPT
28 | AURAIYA GT | 5 | 1989-12-29 | 102 | NR | UTTAR PRADESH | CENTER | NTPC | THERMAL | GAS | NAPT
28 | AURAIYA GT | 6 | 1990-06-12 | 102 | NR | UTTAR PRADESH | CENTER | NTPC | THERMAL | GAS | NAPT
29 | DADRI GT | 0 |  | 817 | NR | UTTAR PRADESH | CENTER | NTPC | THERMAL | GAS | DISL | 5507 | 1963893.0985 | 0.35662 | 1 | 5583 | 1938767.6127 | 0.34726 | 1 | 5068 | 1853018.9436 | 0.36563 | 1 | 4930 | 1736838.4255 | 0.3523 | 1 | 5319 | 2368377.8431 | 0.44527 | 1 |  | 5269 | 1810914.5828 | 0.34369 | 1 |  | 5473 | 1990059 | 0.36361 | 1
29 | DADRI GT | 1 | 1992-02-21 | 131 | NR | UTTAR PRADESH | CENTER | NTPC | THERMAL | GAS | DISL
29 | DADRI GT | 2 | 1992-03-26 | 131 | NR | UTTAR PRADESH | CENTER | NTPC | THERMAL | GAS | DISL
29 | DADRI GT | 3 | 1992-06-06 | 131 | NR | UTTAR PRADESH | CENTER | NTPC | THERMAL | GAS | DISL
29 | DADRI GT | 4 | 1992-10-14 | 131 | NR | UTTAR PRADESH | CENTER | NTPC | THERMAL | GAS | DISL
29 | DADRI GT | 5 | 1994-02-26 | 146.5 | NR | UTTAR PRADESH | CENTER | NTPC | THERMAL | GAS | DISL
29 | DADRI GT | 6 | 1993-03-27 | 146.5 | NR | UTTAR PRADESH | CENTER | NTPC | THERMAL | GAS | DISL
30 | PAMPORE GT | 0 |  | 175 | NR | JAMMU & KASHMIR | STATE | JKEB | THERMAL | DISL | n/a | 4.95 | 4851 | 0.98 | 1 | 0 | 0 | 0 | 1 | 57.42 | 56271.6 | 0.98 | 1 | 28.71 | 28135.8 | 0.98 | 1 | 23.5026 | 23032.548 | 0.98 | 1 |  | 8.8308 | 8654.184 | 0.98 | 1 |  | 0 | 0 | 0 | 1
30 | PAMPORE GT | 1 | 1989-03-31 | 25 | NR | JAMMU & KASHMIR | STATE | JKEB | THERMAL | DISL | n/a
30 | PAMPORE GT | 2 | 1989-07-20 | 25 | NR | JAMMU & KASHMIR | STATE | JKEB | THERMAL | DISL | n/a
30 | PAMPORE GT | 3 | 1989-12-11 | 25 | NR | JAMMU & KASHMIR | STATE | JKEB | THERMAL | DISL | n/a
30 | PAMPORE GT | 4 | 1994-01-07 | 25 | NR | JAMMU & KASHMIR | STATE | JKEB | THERMAL | DISL | n/a
30 | PAMPORE GT | 5 | 1994-02-07 | 25 | NR | JAMMU & KASHMIR | STATE | JKEB | THERMAL | DISL | n/a
30 | PAMPORE GT | 6 | 1994-04-04 | 25 | NR | JAMMU & KASHMIR | STATE | JKEB | THERMAL | DISL | n/a
30 | PAMPORE GT | 7 | 1995-03-30 | 25 | NR | JAMMU & KASHMIR | STATE | JKEB | THERMAL | DISL | n/a
31 | BHAKRA | 0 |  | 1325 | NR | HIMACHAL | CENTER | BBMB | HYDRO |  |  | 4668.54 | 0 | 0 |  | 4170.045 | 0 | 0 |  | 5266.535 | 0 | 0 |  | 5746.125 | 0 | 0 |  | 3361.11 | 0 | 0 |  |  | 5693.0716 | 0 | 0 |  |  | 5354.9208 | 0 | 0
31 | BHAKRA (L) | 1 | 1960-11-14 | 108 | NR | HIMACHAL | CENTER | BBMB | HYDRO
31 | BHAKRA (L) | 2 | 1961-02-02 | 108 | NR | HIMACHAL | CENTER | BBMB | HYDRO
31 | BHAKRA (L) | 3 | 1961-07-07 | 108 | NR | HIMACHAL | CENTER | BBMB | HYDRO
31 | BHAKRA (L) | 4 | 1961-11-08 | 108 | NR | HIMACHAL | CENTER | BBMB | HYDRO
31 | BHAKRA (L) | 5 | 1961-12-10 | 108 | NR | HIMACHAL | CENTER | BBMB | HYDRO
31 | BHAKRA ( R ) | 6 | 1966-05-24 | 157 | NR | HIMACHAL | CENTER | BBMB | HYDRO
31 | BHAKRA ( R ) | 7 | 1966-12-05 | 157 | NR | HIMACHAL | CENTER | BBMB | HYDRO
31 | BHAKRA ( R ) | 8 | 1967-03-13 | 157 | NR | HIMACHAL | CENTER | BBMB | HYDRO
31 | BHAKRA ( R ) | 9 | 1967-11-13 | 157 | NR | HIMACHAL | CENTER | BBMB | HYDRO
31 | BHAKRA ( R ) | 10 | 1968-12-19 | 157 | NR | HIMACHAL | CENTER | BBMB | HYDRO
32 | GANGUWAL | 0 |  | 77.65 | NR | PUNJAB | CENTER | BBMB | HYDRO |  |  | 524.365 | 0 | 0 |  | 631.3275 | 0 | 0 |  | 612.4225 | 0 | 0 |  | 588.5425 | 0 | 0 |  | 960.175 | 0 | 0 |  |  | 577.5179 | 0 | 0 |  |  | 360.6775 | 0 | 0
32 | GANGUWAL | 1 | 1962-01-23 | 29.25 | NR | PUNJAB | CENTER | BBMB | HYDRO
32 | GANGUWAL | 2 | 1955-01-02 | 24.2 | NR | PUNJAB | CENTER | BBMB | HYDRO
32 | GANGUWAL | 3 | 1955-01-02 | 24.2 | NR | PUNJAB | CENTER | BBMB | HYDRO
33 | KOTLA | 0 |  | 77.65 | NR | PUNJAB | CENTER | BBMB | HYDRO |  |  | 524.365 | 0 | 0 |  | 631.3275 | 0 | 0 |  | 612.4225 | 0 | 0 |  | 588.5425 | 0 | 0 |  | 0 | 0 | 0 |  |  | 488.4952 | 0 | 0 |  |  | 419.4024 | 0 | 0
33 | KOTLA | 1 | 1961-07-14 | 29.25 | NR | PUNJAB | CENTER | BBMB | HYDRO
33 | KOTLA | 2 | 1956-05-23 | 24.2 | NR | PUNJAB | CENTER | BBMB | HYDRO
33 | KOTLA | 3 | 1956-08-27 | 24.2 | NR | PUNJAB | CENTER | BBMB | HYDRO
34 | DEHAR | 0 |  | 990 | NR | HIMACHAL | CENTER | BBMB | HYDRO |  |  | 3146.19 | 0 | 0 |  | 3041.715 | 0 | 0 |  | 3322.305 | 0 | 0 |  | 3282.505 | 0 | 0 |  | 3135.245 | 0 | 0 |  |  | 3107.0965 | 0 | 0 |  |  | 2416.1187 | 0 | 0
34 | DEHAR | 1 | 1977-11-02 | 165 | NR | HIMACHAL | CENTER | BBMB | HYDRO
34 | DEHAR | 2 | 1978-03-03 | 165 | NR | HIMACHAL | CENTER | BBMB | HYDRO
34 | DEHAR | 3 | 1979-06-12 | 165 | NR | HIMACHAL | CENTER | BBMB | HYDRO
34 | DEHAR | 4 | 1979-06-12 | 165 | NR | HIMACHAL | CENTER | BBMB | HYDRO
34 | DEHAR | 5 | 1983-07-14 | 165 | NR | HIMACHAL | CENTER | BBMB | HYDRO
34 | DEHAR | 6 | 1983-11-10 | 165 | NR | HIMACHAL | CENTER | BBMB | HYDRO
35 | PONG | 0 |  | 396 | NR | HIMACHAL | CENTER | BBMB | HYDRO |  |  | 1508.42 | 0 | 0 |  | 1414.89 | 0 | 0 |  | 803.96 | 0 | 0 |  | 1179.075 | 0 | 0 |  | 879.58 | 0 | 0 |  |  | 1722.0664 | 0 | 0 |  |  | 1462.8988 | 0 | 0
35 | PONG | 1 | 1978-01-20 | 66 | NR | HIMACHAL | CENTER | BBMB | HYDRO
35 | PONG | 2 | 1978-03-31 | 66 | NR | HIMACHAL | CENTER | BBMB | HYDRO
35 | PONG | 3 | 1978-10-25 | 66 | NR | HIMACHAL | CENTER | BBMB | HYDRO
35 | PONG | 4 | 1979-03-06 | 66 | NR | HIMACHAL | CENTER | BBMB | HYDRO
35 | PONG | 5 | 1982-09-19 | 66 | NR | HIMACHAL | CENTER | BBMB | HYDRO
35 | PONG | 6 | 1983-02-25 | 66 | NR | HIMACHAL | CENTER | BBMB | HYDRO
36 | BAIRA SIUL | 0 |  | 198 | NR | HIMACHAL | CENTER | NHPC | HYDRO |  |  | 645.755 | 0 | 0 |  | 602.97 | 0 | 0 |  | 676.6 | 0 | 0 |  | 684.56 | 0 | 0 |  | 685.555 | 0 | 0 |  |  | 787.0052 | 0 | 0 |  |  | 694.8782 | 0 | 0
36 | BAIRA SIUL | 1 | 1980-05-18 | 66 | NR | HIMACHAL | CENTER | NHPC | HYDRO
36 | BAIRA SIUL | 2 | 1980-05-19 | 66 | NR | HIMACHAL | CENTER | NHPC | HYDRO
36 | BAIRA SIUL | 3 | 1981-09-13 | 66 | NR | HIMACHAL | CENTER | NHPC | HYDRO
37 | SALAL I & II | 0 |  | 690 | NR | JAMMU & KASHMIR | CENTER | NHPC | HYDRO |  |  | 2924.305 | 0 | 0 |  | 2915.35 | 0 | 0 |  | 3123.305 | 0 | 0 |  | 3460.61 | 0 | 0 |  | 3427.775 | 0 | 0 |  |  | 3463.4557 | 0 | 0 |  |  | 3445.2174 | 0 | 0
37 | SALAL-I | 1 | 1987-11-09 | 115 | NR | JAMMU & KASHMIR | CENTER | NHPC | HYDRO
37 | SALAL-I | 2 | 1987-11-14 | 115 | NR | JAMMU & KASHMIR | CENTER | NHPC | HYDRO
37 | SALAL-I | 3 | 1987-11-20 | 115 | NR | JAMMU & KASHMIR | CENTER | NHPC | HYDRO
37 | SALAL-II | 4 | 1993-06-25 | 115 | NR | JAMMU & KASHMIR | CENTER | NHPC | HYDRO
37 | SALAL-II | 5 | 1994-03-26 | 115 | NR | JAMMU & KASHMIR | CENTER | NHPC | HYDRO
37 | SALAL-II | 6 | 1995-02-23 | 115 | NR | JAMMU & KASHMIR | CENTER | NHPC | HYDRO
38 | TANAKPUR | 0 |  | 94.2 | NR | UTTARANCHAL | CENTER | NHPC | HYDRO |  |  | 432.825 | 0 | 0 |  | 409.94 | 0 | 0 |  | 424.865 | 0 | 0 |  | 509.44 | 0 | 0 |  | 493.52 | 0 | 0 |  |  | 480.7542 | 0 | 0 |  |  | 452.914 | 0 | 0
38 | TANAKPUR | 1 | 1992-03-31 | 31.4 | NR | UTTARANCHAL | CENTER | NHPC | HYDRO
38 | TANAKPUR | 2 | 1992-04-06 | 31.4 | NR | UTTARANCHAL | CENTER | NHPC | HYDRO
38 | TANAKPUR | 3 | 1992-04-03 | 31.4 | NR | UTTARANCHAL | CENTER | NHPC | HYDRO
39 | CHAMERA-I | 0 |  | 540 | NR | HIMACHAL | CENTER | NHPC | HYDRO |  |  | 2101.44 | 0 | 0 |  | 1946.22 | 0 | 0 |  | 2246.71 | 0 | 0 |  | 2451.68 | 0 | 0 |  | 2093.48 | 0 | 0 |  |  | 2326.4792 | 0 | 0 |  |  | 2353.8416 | 0 | 0
39 | CHAMERA | 1 | 1994-04-28 | 180 | NR | HIMACHAL | CENTER | NHPC | HYDRO
39 | CHAMERA | 2 | 1994-04-25 | 180 | NR | HIMACHAL | CENTER | NHPC | HYDRO
39 | CHAMERA | 3 | 1994-04-22 | 180 | NR | HIMACHAL | CENTER | NHPC | HYDRO
40 | CHAMERA II | 0 |  | 300 | NR | HIMACHAL | CENTER | NHPC | HYDRO |  |  | 0 | 0 | 0 |  | 0 | 0 | 0 |  | 0 | 0 | 0 |  | 181.09 | 0 | 0 |  | 1340.265 | 0 | 0 |  |  | 1483.0376 | 0 | 0 |  |  | 1424.432 | 0 | 0
40 | CHAMERA | 1 | 2003-11-02 | 100 | NR | HIMACHAL | CENTER | NHPC | HYDRO | [18 empty] | 446.755 | 0 | 0 |  | 1 | 494.3458 | 0 | 0 |  | 1 | 474.8107 | 0 | 0 |  | 1
40 | CHAMERA | 2 | 2003-12-05 | 100 | NR | HIMACHAL | CENTER | NHPC | HYDRO | [18 empty] | 446.755 | 0 | 0 |  | 1 | 494.3458 | 0 | 0 |  | 1 | 474.8107 | 0 | 0 |  | 1
40 | CHAMERA | 3 | 2004-02-26 | 100 | NR | HIMACHAL | CENTER | NHPC | HYDRO | [18 empty] | 446.755 | 0 | 0 |  | 1 | 494.3458 | 0 | 0 |  | 1 | 474.8107 | 0 | 0 |  | 1
41 | URI | 0 |  | 480 | NR | JAMMU & KASHMIR | CENTER | NHPC | HYDRO |  |  | 1772.095 | 0 | 0 |  | 2076.565 | 0 | 0 |  | 2450.685 | 0 | 0 |  | 2857.64 | 0 | 0 |  | 2195.965 | 0 | 0 |  |  | 2710.8875 | 0 | 0 |  |  | 2803.9995 | 0 | 0
41 | URI | 1 | 1997-03-31 | 120 | NR | JAMMU & KASHMIR | CENTER | NHPC | HYDRO | [18 empty] | 548.9913 | [9 empty] | 700.9999
41 | URI | 2 | 1997-01-22 | 120 | NR | JAMMU & KASHMIR | CENTER | NHPC | HYDRO | [18 empty] | 548.9913 | [9 empty] | 700.9999
41 | URI | 3 | 1997-01-22 | 120 | NR | JAMMU & KASHMIR | CENTER | NHPC | HYDRO | [18 empty] | 548.9913 | [9 empty] | 700.9999
41 | URI | 4 | 1996-10-21 | 120 | NR | JAMMU & KASHMIR | CENTER | NHPC | HYDRO | [18 empty] | 548.9913 | [9 empty] | 700.9999
42 | NATHPA JHAKRI | 0 |  | 1500 | NR | HIMACHAL | CENTER | SJVNL | HYDRO |  |  | 0 | 0 | 0 |  | 0 | 0 | 0 |  | 0 | 0 | 0 |  | 1115.395 | 0 | 0 |  | 5084.45 | 0 | 0 |  |  | 4033.4614 | 0 | 0 |  |  | 5970.786 | 0 | 0
42 | NATHPA JHAKRI | 1 | 2004-03-31 | 250 | NR | HIMACHAL | CENTER | SJVNL | HYDRO | [18 empty] | 847.4083 | 0 | 0 |  | 1 | 672.2419 | 0 | 0 |  | 1 | 995.131 | 0 | 0 |  | 1
42 | NATHPA JHAKRI | 2 | 2004-03-09 | 250 | NR | HIMACHAL | CENTER | SJVNL | HYDRO | [18 empty] | 847.4083 | 0 | 0 |  | 1 | 672.2419 | 0 | 0 |  | 1 | 995.131 | 0 | 0 |  | 1
42 | NATHPA JHAKRI | 3 | 2004-02-13 | 250 | NR | HIMACHAL | CENTER | SJVNL | HYDRO | [18 empty] | 847.4083 | 0 | 0 |  | 1 | 672.2419 | 0 | 0 |  | 1 | 995.131 | 0 | 0 |  | 1
42 | NATHPA JHAKRI | 4 | 2004-01-22 | 250 | NR | HIMACHAL | CENTER | SJVNL | HYDRO | [18 empty] | 847.4083 | 0 | 0 |  | 1 | 672.2419 | 0 | 0 |  | 1 | 995.131 | 0 | 0 |  | 1
42 | NATHPA JHAKRI | 5 | 2003-09-20 | 250 | NR | HIMACHAL | CENTER | SJVNL | HYDRO | [18 empty] | 847.4083 | 0 | 0 |  | 1 | 672.2419 | 0 | 0 |  | 1 | 995.131 | 0 | 0 |  | 1
42 | NATHPA JHAKRI | 6 | 2003-11-23 | 250 | NR | HIMACHAL | CENTER | SJVNL | HYDRO | [18 empty] | 847.4083 | 0 | 0 |  | 1 | 672.2419 | 0 | 0 |  | 1 | 995.131 | 0 | 0 |  | 1
43 | WY.CANAL A -D | 0 |  | 62.4 | NR | HARYANA | STATE | HPGCL | HYDRO |  |  | 242.78 | 0 | 0 |  | 230.84 | 0 | 0 |  | 242.78 | 0 | 0 |  | 254.72 | 0 | 0 |  | 289.545 | 0 | 0 |  |  | 257.7647 | 0 | 0 |  |  | 254.5011 | 0 | 0
43 | WY.CANAL-A | 1 | 1986-05-29 | 8 | NR | HARYANA | STATE | HPGCL | HYDRO
43 | WY.CANAL-A | 2 | 1986-06-13 | 8 | NR | HARYANA | STATE | HPGCL | HYDRO
43 | WY.CANAL-B | 3 | 1987-05-15 | 8 | NR | HARYANA | STATE | HPGCL | HYDRO
43 | WY.CANAL-B | 4 | 1987-06-01 | 8 | NR | HARYANA | STATE | HPGCL | HYDRO
43 | WY.CANAL-C | 5 | 1989-03-27 | 8 | NR | HARYANA | STATE | HPGCL | HYDRO
43 | WY.CANAL-C | 6 | 1989-04-18 | 8 | NR | HARYANA | STATE | HPGCL | HYDRO
43 | WY.CANAL-D | 7 | 2004-04-16 | 7.2 | NR | HARYANA | STATE | HPGCL | HYDRO | [18 empty] | 32.3123 | 0 | 0 |  | 1 | 29.85 | 0 | 0 |  | 1 | 29.3655 | 0 | 0 |  | 1
43 | WY.CANAL-D | 8 | 2004-04-20 | 7.2 | NR | HARYANA | STATE | HPGCL | HYDRO | [18 empty] | 31.9419 | 0 | 0 |  | 1 | 29.85 | 0 | 0 |  | 1 | 29.3655 | 0 | 0 |  | 1
44 | SANJAY BHABA | 0 |  | 120 | NR | HIMACHAL | STATE | HPSEB | HYDRO |  |  | 499.49 | 0 | 0 |  | 479.59 | 0 | 0 |  | 577.1 | 0 | 0 |  | 578.095 | 0 | 0 |  | 580.085 | 0 | 0 |  |  | 571.4185 | 0 | 0 |  |  | 508.4549 | 0 | 0
44 | SANJAY BHABA | 1 | 1989-05-15 | 40 | NR | HIMACHAL | STATE | HPSEB | HYDRO
44 | SANJAY BHABA | 2 | 1989-06-14 | 40 | NR | HIMACHAL | STATE | HPSEB | HYDRO
44 | SANJAY BHABA | 3 | 1989-07-22 | 40 | NR | HIMACHAL | STATE | HPSEB | HYDRO
45 | BASSI | 0 |  | 60 | NR | HIMACHAL | STATE | HPSEB | HYDRO |  |  | 260.69 | 0 | 0 |  | 256.71 | 0 | 0 |  | 279.595 | 0 | 0 |  | 313.425 | 0 | 0 |  | 268.65 | 0 | 0 |  |  | 258.1627 | 0 | 0 |  |  | 270.0331 | 0 | 0
45 | BASSI | 1 | 1970-09-13 | 15 | NR | HIMACHAL | STATE | HPSEB | HYDRO
45 | BASSI | 2 | 1970-12-24 | 15 | NR | HIMACHAL | STATE | HPSEB | HYDRO
45 | BASSI | 3 | 1971-07-15 | 15 | NR | HIMACHAL | STATE | HPSEB | HYDRO
45 | BASSI | 4 | 1981-02-03 | 15 | NR | HIMACHAL | STATE | HPSEB | HYDRO
46 | GIRI BATA | 0 |  | 60 | NR | HIMACHAL | STATE | HPSEB | HYDRO |  |  | 203.975 | 0 | 0 |  | 191.04 | 0 | 0 |  | 167.16 | 0 | 0 |  | 168.155 | 0 | 0 |  | 155.22 | 0 | 0 |  |  | 192.3833 | 0 | 0 |  |  | 166.3441 | 0 | 0
46 | GIRI BATA | 1 | 1978-04-16 | 30 | NR | HIMACHAL | STATE | HPSEB | HYDRO
46 | GIRI BATA | 2 | 1978-06-30 | 30 | NR | HIMACHAL | STATE | HPSEB | HYDRO
47 | GHANVI | 0 |  | 22.5 | NR | HIMACHAL | STATE | HPSEB | HYDRO |  |  | 13.93 | 0 | 0 |  | 39.8 | 0 | 0 |  | 80.595 | 0 | 0 |  | 72.635 | 0 | 0 |  | 73.63 | 0 | 0 |  |  | 69.4609 | 0 | 0 |  |  | 59.2722 | 0 | 0
47 | GHANVI | 1 | 2000-12-07 | 11.25 | NR | HIMACHAL | STATE | HPSEB | HYDRO | [18 empty] | 36.815 | 0 | 0 |  | 1 | 34.7305 | 0 | 0 |  | 1 | 29.6361
47 | GHANVI | 2 | 2000-07-30 | 11.25 | NR | HIMACHAL | STATE | HPSEB | HYDRO | [18 empty] | 36.815 | 0 | 0 |  | 1 | 34.7305 | 0 | 0 |  | 1 | 29.6361
48 | ANDHRA | 0 |  | 16.95 | NR | HIMACHAL | STATE | HPSEB | HYDRO |  |  | 43.78 | 0 | 0 |  | 59.7 | 0 | 0 |  | 71.64 | 0 | 0 |  | 68.655 | 0 | 0 |  | 51.74 | 0 | 0 |  |  | 62.2273 | 0 | 0 |  |  | 60.4462 | 0 | 0
48 | ANDHRA | 1 | 1987-09-29 | 5.65 | NR | HIMACHAL | STATE | HPSEB | HYDRO
48 | ANDHRA | 2 | 1987-09-29 | 5.65 | NR | HIMACHAL | STATE | HPSEB | HYDRO
48 | ANDHRA | 3 | 1987-12-21 | 5.65 | NR | HIMACHAL | STATE | HPSEB | HYDRO
49 | BANER | 0 |  | 12 | NR | HIMACHAL | STATE | HPSEB | HYDRO |  |  | 38.805 | 0 | 0 |  | 30.845 | 0 | 0 |  | 36.815 | 0 | 0 |  | 39.8 | 0 | 0 |  | 41.79 | 0 | 0 |  |  | 43.3721 | 0 | 0 |  |  | 43.7999 | 0 | 0
49 | BANER | 1 | 1996-05-13 | 4 | NR | HIMACHAL | STATE | HPSEB | HYDRO | [18 empty] | 13.93
49 | BANER | 2 | 1996-05-18 | 4 | NR | HIMACHAL | STATE | HPSEB | HYDRO | [18 empty] | 13.93
49 | BANER | 3 | 1996-08-25 | 4 | NR | HIMACHAL | STATE | HPSEB | HYDRO | [18 empty] | 13.93 | [9 empty] | 14.6
50 | GAJ | 0 |  | 10.5 | NR | HIMACHAL | STATE | HPSEB | HYDRO |  |  | 48.755 | 0 | 0 |  | 36.815 | 0 | 0 |  | 39.8 | 0 | 0 |  | 47.76 | 0 | 0 |  | 50.745 | 0 | 0 |  |  | 51.0335 | 0 | 0 |  |  | 46.765 | 0 | 0
50 | GAJ | 1 | 1996-07-30 | 3.5 | NR | HIMACHAL | STATE | HPSEB | HYDRO | [18 empty] | 16.915
50 | GAJ | 2 | 1996-09-15 | 3.5 | NR | HIMACHAL | STATE | HPSEB | HYDRO | [18 empty] | 16.915 | [9 empty] | 15.5883
50 | GAJ | 3 | 1996-06-23 | 3.5 | NR | HIMACHAL | STATE | HPSEB | HYDRO | [18 empty] | 16.915
51 | BINWA | 0 |  | 6 | NR | HIMACHAL | STATE | HPSEB | HYDRO |  |  | 33.83 | 0 | 0 |  | 20.895 | 0 | 0 |  | 24.875 | 0 | 0 |  | 33.83 | 0 | 0 |  | 32.835 | 0 | 0 |  |  | 33.4121 | 0 | 0 |  |  | 29.9595 | 0 | 0
51 | BINWA | 1 | 1984-08-29 | 3 | NR | HIMACHAL | STATE | HPSEB | HYDRO
51 | BINWA | 2 | 1984-10-08 | 3 | NR | HIMACHAL | STATE | HPSEB | HYDRO
52 | THIROT | 0 |  | 4.5 | NR | HIMACHAL | STATE | HPSEB | HYDRO |  |  | 15.92 | 0 | 0 |  | 24.875 | 0 | 0 |  | 32.835 | 0 | 0 |  | 30.845 | 0 | 0 |  | 10.945 | 0 | 0 |  |  | 3.9104 | 0 | 0 |  |  | 8.5272 | 0 | 0
52 | THIROT | 1 | 1995-06-04 | 1.5 | NR | HIMACHAL | STATE | HPSEB | HYDRO
52 | THIROT | 2 | 1995-08-11 | 1.5 | NR | HIMACHAL | STATE | HPSEB | HYDRO
52 | THIROT | 3 | 1995-08-07 | 1.5 | NR | HIMACHAL | STATE | HPSEB | HYDRO
53 | MALANA | 0 |  | 86 | NR | HIMACHAL | PVT | MALANA | HYDRO |  |  | 0 | 0 | 0 |  | 186.065 | 0 | 0 |  | 331.335 | 0 | 0 |  | 340.29 | 0 | 0 |  | 267.655 | 0 | 0 |  |  | 335.7627 | 0 | 0 |  |  | 321.8725 | 0 | 0
53 | MALANA | 1 | 2001-07-05 | 43 | NR | HIMACHAL | PVT | MALANA | HYDRO | [18 empty] | 133.8275 | 0 | 0 |  | 1 | 167.8814 | 0 | 0 |  | 1 | 160.9363 | 0 | 0 |  | 1
53 | MALANA | 2 | 2001-07-09 | 43 | NR | HIMACHAL | PVT | MALANA | HYDRO | [18 empty] | 133.8275 | 0 | 0 |  | 1 | 167.8814 | 0 | 0 |  | 1 | 160.9363 | 0 | 0 |  | 1
54 | BASPA | 0 |  | 300 | NR | HIMACHAL | PVT | JPHPL | HYDRO |  |  | 0 | 0 | 0 |  | 0 | 0 | 0 |  | 0 | 0 | 0 |  | 1106.44 | 0 | 0 |  | 1148.23 | 0 | 0 |  |  | 1161.165 | 0 | 0 |  |  | 1308.7931 | 0 | 0
54 | BASPA | 1 | 2003-01-24 | 100 | NR | HIMACHAL | PVT | JPHPL | HYDRO | [18 empty] | 382.7433 | 0 | 0 |  | 1 | 387.055 | 0 | 0 |  | 1 | 436.2644 | 0 | 0 |  | 1
54 | BASPA | 2 | 2003-01-08 | 100 | NR | HIMACHAL | PVT | JPHPL | HYDRO | [18 empty] | 382.7433 | 0 | 0 |  | 1 | 387.055 | 0 | 0 |  | 1 | 436.2644 | 0 | 0 |  | 1
54 | BASPA | 3 | 2003-05-27 | 100 | NR | HIMACHAL | PVT | JPHPL | HYDRO | [18 empty] | 382.7433 | 0 | 0 |  | 1 | 387.055 | 0 | 0 |  | 1 | 436.2644 | 0 | 0 |  | 1
55 | LOWER JHELUM | 0 |  | 105 | NR | JAMMU & KASHMIR | STATE | JKEB | HYDRO |  |  | 341.285 | 0 | 0 |  | 311.435 | 0 | 0 |  | 3.98 | 0 | 0 |  | 504.465 | 0 | 0 |  | 426.855 | 0 | 0 |  |  | 493.6892 | 0 | 0 |  |  | 501.9576 | 0 | 0
55 | LOWER JHELUM | 1 | 1978-02-11 | 35 | NR | JAMMU & KASHMIR | STATE | JKEB | HYDRO
55 | LOWER JHELUM | 2 | 1979-01-12 | 35 | NR | JAMMU & KASHMIR | STATE | JKEB | HYDRO
55 | LOWER JHELUM | 3 | 1979-11-08 | 35 | NR | JAMMU & KASHMIR | STATE | JKEB | HYDRO
56 | UPPER SINDH I& II | 0 |  | 127.6 | NR | JAMMU & KASHMIR | STATE | JKEB | HYDRO |  |  | 114.425 | 0 | 0 |  | 156.215 | 0 | 0 |  | 231.835 | 0 | 0 |  | 273.625 | 0 | 0 |  | 177.11 | 0 | 0 |  |  | 212.93 | 0 | 0 |  |  | 405.1043 | 0 | 0
56 | UPPER SINDH-I | 1 | 1973-11-20 | 11.3 | NR | JAMMU & KASHMIR | STATE | JKEB | HYDRO
56 | UPPER SINDH-I | 2 | 1974-07-09 | 11.3 | NR | JAMMU & KASHMIR | STATE | JKEB | HYDRO
56 | UPPER SINDH-II | 3 | 2000-07-09 | 35 | NR | JAMMU & KASHMIR | STATE | JKEB | HYDRO | [18 empty] | 48.5803 | 0 | 0 |  | 1 | 58.4056 | 0 | 0 |  | 1 | 111.118
56 | UPPER SINDH-II | 4 | 2001-09-11 | 35 | NR | JAMMU & KASHMIR | STATE | JKEB | HYDRO | [18 empty] | 48.5803 | 0 | 0 |  | 1 | 58.4056 | 0 | 0 |  | 1 | 111.118 | 0 | 0 |  | 1
56 | UPPER SINDH-II | 5 | 2002-03-29 | 35 | NR | JAMMU & KASHMIR | STATE | JKEB | HYDRO | [18 empty] | 48.5803 | 0 | 0 |  | 1 | 58.4056 | 0 | 0 |  | 1 | 111.118 | 0 | 0 |  | 1
57 | GANDHARBAL | 0 |  | 15 | NR | JAMMU & KASHMIR | STATE | JKEB | HYDRO |  |  | 15.92 | 0 | 0 |  | 29.85 | 0 | 0 |  | 16.915 | 0 | 0 |  | 23.88 | 0 | 0 |  | 28.855 | 0 | 0 |  |  | 31.3325 | 0 | 0 |  |  | 29.4719 | 0 | 0
57 | GANDHARBAL | 1 | 1955-05-31 | 3 | NR | JAMMU & KASHMIR | STATE | JKEB | HYDRO
57 | GANDHARBAL | 2 | 1955-01-31 | 3 | NR | JAMMU & KASHMIR | STATE | JKEB | HYDRO
57 | GANDHARBAL | 3 | 1963-01-31 | 4.5 | NR | JAMMU & KASHMIR | STATE | JKEB | HYDRO
57 | GANDHARBAL | 4 | 1963-01-31 | 4.5 | NR | JAMMU & KASHMIR | STATE | JKEB | HYDRO
58 | MOHARA | 0 |  | 9 | NR | JAMMU & KASHMIR | STATE | JKEB | HYDRO |  |  | 0.995 | 0 | 0 |  | 0 | 0 | 0 |  | 1.99 | 0 | 0 |  | 0 | 0 | 0 |  | 0.995 | 0 | 0 |  |  | 0.9552 | 0 | 0 |  |  | 1.4129 | 0 | 0
58 | MOHARA | 1 | 1962-06-30 | 4.5 | NR | JAMMU & KASHMIR | STATE | JKEB | HYDRO
58 | MOHARA | 2 | 1962-07-31 | 4.5 | NR | JAMMU & KASHMIR | STATE | JKEB | HYDRO
59 | CHENANI I&III | 0 |  | 30.8 | NR | JAMMU & KASHMIR | STATE | JKEB | HYDRO |  |  | 80.595 | 0 | 0 |  | 38.805 | 0 | 0 |  | 57.71 | 0 | 0 |  | 70.645 | 0 | 0 |  | 77.61 | 0 | 0 |  |  | 16.4474 | 0 | 0 |  |  | 11.0544 | 0 | 0
59 | CHENANI-I | 1 | 1971-09-01 | 4.66 | NR | JAMMU & KASHMIR | STATE | JKEB | HYDRO
59 | CHENANI-I | 2 | 1971-09-01 | 4.66 | NR | JAMMU & KASHMIR | STATE | JKEB | HYDRO
59 | CHENANI-I | 3 | 1971-10-01 | 4.66 | NR | JAMMU & KASHMIR | STATE | JKEB | HYDRO
59 | CHENANI-I | 4 | 1975-04-01 | 4.66 | NR | JAMMU & KASHMIR | STATE | JKEB | HYDRO
59 | CHENANI-I | 5 | 1975-06-01 | 4.66 | NR | JAMMU & KASHMIR | STATE | JKEB | HYDRO
59 | CHENANI-III | 6 | 2000-06-30 | 2.5 | NR | JAMMU & KASHMIR | STATE | JKEB | HYDRO | [18 empty] | 6.2995 | 0 | 0 |  | 1 | 1.335 | 0 | 0 |  | 1 | 0.89728
59 | CHENANI-III | 7 | 2000-06-30 | 2.5 | NR | JAMMU & KASHMIR | STATE | JKEB | HYDRO | [18 empty] | 6.2995 | 0 | 0 |  | 1 | 1.335 | 0 | 0 |  | 1 | 0.89728
59 | CHENANI-III | 8 | 2000-06-30 | 2.5 | NR | JAMMU & KASHMIR | STATE | JKEB | HYDRO | [18 empty] | 6.2995 | 0 | 0 |  | 1 | 1.335 | 0 | 0 |  | 1 | 0.89728
60 | KARGIL | 0 |  | 3.75 | NR | JAMMU & KASHMIR | STATE | JKEB | HYDRO |  |  | 0 | 0 | 0 |  | 0 | 0 | 0 |  | 8.955 | 0 | 0 |  | 3.98 | 0 | 0 |  | 8.955 | 0 | 0 |  |  | 6.4675 | 0 | 0 |  |  | 7.6715 | 0 | 0
60 | KARGIL | 1 | 1995-10-12 | 1.25 | NR | JAMMU & KASHMIR | STATE | JKEB | HYDRO
60 | KARGIL | 2 | 1995-10-12 | 1.25 | NR | JAMMU & KASHMIR | STATE | JKEB | HYDRO
60 | KARGIL | 3 | 1995-10-12 | 1.25 | NR | JAMMU & KASHMIR | STATE | JKEB | HYDRO
61 | STAKNA | 0 |  | 4 | NR | JAMMU & KASHMIR | STATE | JKEB | HYDRO |  |  | 2.985 | 0 | 0 |  | 1.99 | 0 | 0 |  | 0 | 0 | 0 |  | 0 | 0 | 0 |  | 0 | 0 | 0 |  |  | 1.6616 | 0 | 0 |  |  | 6.965 | 0 | 0
61 | STAKNA | 1 | 1986-12-18 | 2 | NR | JAMMU & KASHMIR | STATE | JKEB | HYDRO
61 | STAKNA | 2 | 1987-12-09 | 2 | NR | JAMMU & KASHMIR | STATE | JKEB | HYDRO
62 | SEWA-III | 0 |  | 9 | NR | JAMMU & KASHMIR | STATE | JKEB | HYDRO |  |  | 0 | 0 | 0 |  | 0 | 0 | 0 |  | 0 | 0 | 0 |  | 9.95 | 0 | 0 |  | 9.95 | 0 | 0 |  |  | 12.0694 | 0 | 0 |  |  | 10.2982 | 0 | 0
62 | SEWA-III | 1 | 2002-03-19 | 3 | NR | JAMMU & KASHMIR | STATE | JKEB | HYDRO | [18 empty] | 3.3167 | 0 | 0 |  | 1 | 4.0231 | 0 | 0 |  | 1 | 3.4327 | 0 | 0 |  | 1
62 | SEWA-III | 2 | 2002-03-19 | 3 | NR | JAMMU & KASHMIR | STATE | JKEB | HYDRO | [18 empty] | 3.3167 | 0 | 0 |  | 1 | 4.0231 | 0 | 0 |  | 1 | 3.4327 | 0 | 0 |  | 1
62 | SEWA-III | 3 | 2002-03-19 | 3 | NR | JAMMU & KASHMIR | STATE | JKEB | HYDRO | [18 empty] | 3.3167 | 0 | 0 |  | 1 | 4.0231 | 0 | 0 |  | 1 | 3.4327 | 0 | 0 |  | 1
63 | SHANAN | 0 |  | 110 | NR | PUNJAB | STATE | PSEB | HYDRO |  |  | 486.555 | 0 | 0 |  | 469.64 | 0 | 0 |  | 474.615 | 0 | 0 |  | 560.185 | 0 | 0 |  | 514.415 | 0 | 0 |  |  | 506.4052 | 0 | 0 |  |  | 493.1917 | 0 | 0
63 | SHANAN | 1 | 1932-03-10 | 15 | NR | PUNJAB | STATE | PSEB | HYDRO
63 | SHANAN | 2 | 1932-03-10 | 15 | NR | PUNJAB | STATE | PSEB | HYDRO
63 | SHANAN | 3 | 1932-03-10 | 15 | NR | PUNJAB | STATE | PSEB | HYDRO
63 | SHANAN | 4 | 1932-03-10 | 15 | NR | PUNJAB | STATE | PSEB | HYDRO
63 | SHANAN | 5 | 1982-03-31 | 50 | NR | PUNJAB | STATE | PSEB | HYDRO
64 | U.B.D.C. ST.-I& II | 0 |  | 91.35 | NR | PUNJAB | STATE | PSEB | HYDRO |  |  | 343.275 | 0 | 0 |  | 298.5 | 0 | 0 |  | 388.05 | 0 | 0 |  | 424.865 | 0 | 0 |  | 378.1 | 0 | 0 |  |  | 528.5241 | 0 | 0 |  |  | 382.687 | 0 | 0
64 | U.B.D.C. ST.-I PH-1 | 1 | 1971-08-30 | 15 | NR | PUNJAB | STATE | PSEB | HYDRO
64 | U.B.D.C. ST.-I PH-2 | 2 | 1972-05-24 | 15 | NR | PUNJAB | STATE | PSEB | HYDRO
64 | U.B.D.C. ST.-I PH-3 | 3 | 1973-04-12 | 15 | NR | PUNJAB | STATE | PSEB | HYDRO
64 | U.B.D.C.ST-II PH-1 | 4 | 1989-07-06 | 15.45 | NR | PUNJAB | STATE | PSEB | HYDRO
64 | U.B.D.C.ST-II PH-2 | 5 | 1991-07-06 | 15.45 | NR | PUNJAB | STATE | PSEB | HYDRO
64 | U.B.D.C.ST-II PH-3 | 6 | 1991-12-29 | 15.45 | NR | PUNJAB | STATE | PSEB | HYDRO
65 | MUKERIAN I -IV | 0 |  | 207 | NR | PUNJAB | STATE | PSEB | HYDRO |  |  | 1215.89 | 0 | 0 |  | 1165.145 | 0 | 0 |  | 743.265 | 0 | 0 |  | 1023.855 | 0 | 0 |  | 806.945 | 0 | 0 |  |  | 1233.0538 | 0 | 0 |  |  | 1164.5878 | 0 | 0
65 | MUKERIAN-I | 1 | 1983-10-20 | 15 | NR | PUNJAB | STATE | PSEB | HYDRO
65 | MUKERIAN-I | 2 | 1983-10-14 | 15 | NR | PUNJAB | STATE | PSEB | HYDRO
65 | MUKERIAN-I | 3 | 1983-11-26 | 15 | NR | PUNJAB | STATE | PSEB | HYDRO
65 | MUKERIAN-II | 4 | 1988-05-05 | 15 | NR | PUNJAB | STATE | PSEB | HYDRO
65 | MUKERIAN-II | 5 | 1988-06-03 | 15 | NR | PUNJAB | STATE | PSEB | HYDRO
65 | MUKERIAN-II | 6 | 1989-02-28 | 15 | NR | PUNJAB | STATE | PSEB | HYDRO
65 | MUKERIAN-III | 7 | 1989-02-28 | 19.5 | NR | PUNJAB | STATE | PSEB | HYDRO
65 | MUKERIAN-III | 8 | 1989-02-24 | 19.5 | NR | PUNJAB | STATE | PSEB | HYDRO
65 | MUKERIAN-III | 9 | 1989-03-11 | 19.5 | NR | PUNJAB | STATE | PSEB | HYDRO
65 | MUKERIAN-IV | 10 | 1989-03-02 | 19.5 | NR | PUNJAB | STATE | PSEB | HYDRO
65 | MUKERIAN-IV | 11 | 1989-03-08 | 19.5 | NR | PUNJAB | STATE | PSEB | HYDRO
65 | MUKERIAN-IV | 12 | 1989-03-25 | 19.5 | NR | PUNJAB | STATE | PSEB | HYDRO
66 | ANANDPUR SAHIB ST-I&II | 0 |  | 134 | NR | PUNJAB | STATE | PSEB | HYDRO |  |  | 648.74 | 0 | 0 |  | 536.305 | 0 | 0 |  | 738.29 | 0 | 0 |  | 815.9 | 0 | 0 |  | 499.49 | 0 | 0 |  |  | 718.1612 | 0 | 0 |  |  | 662.7595 | 0 | 0
66 | ANANDPUR SAHIB ST-I | 1 | 1985-04-27 | 33.5 | NR | PUNJAB | STATE | PSEB | HYDRO
66 | ANANDPUR SAHIB ST-I | 2 | 1985-05-31 | 33.5 | NR | PUNJAB | STATE | PSEB | HYDRO
66 | ANANDPUR SAHIB ST-II | 3 | 1985-05-19 | 33.5 | NR | PUNJAB | STATE | PSEB | HYDRO
66 | ANANDPUR SAHIB ST-II | 4 | 1985-05-08 | 33.5 | NR | PUNJAB | STATE | PSEB | HYDRO
67 | RANJIT SAGAR | 0 |  | 600 | NR | PUNJAB | STATE | PSEB | HYDRO |  |  | 430.835 | 0 | 0 |  | 1222.855 | 0 | 0 |  | 1154.2 | 0 | 0 |  | 1541.255 | 0 | 0 |  | 1139.275 | 0 | 0 |  |  | 2003.1539 | 0 | 0 |  |  | 1671.0926 | 0 | 0
67 | RANJIT SAGAR | 1 | 2000-08-12 | 150 | NR | PUNJAB | STATE | PSEB | HYDRO | [18 empty] | 284.8188 | 0 | 0 |  | 1 | 500.7885 | 0 | 0 |  | 1 | 417.7731
67 | RANJIT SAGAR | 2 | 2000-10-12 | 150 | NR | PUNJAB | STATE | PSEB | HYDRO | [18 empty] | 284.8188 | 0 | 0 |  | 1 | 500.7885 | 0 | 0 |  | 1 | 417.7731
67 | RANJIT SAGAR | 3 | 2000-08-20 | 150 | NR | PUNJAB | STATE | PSEB | HYDRO | [18 empty] | 284.8188 | 0 | 0 |  | 1 | 500.7885 | 0 | 0 |  | 1 | 417.7731
67 | RANJIT SAGAR | 4 | 2000-09-15 | 150 | NR | PUNJAB | STATE | PSEB | HYDRO | [18 empty] | 284.8188 | 0 | 0 |  | 1 | 500.7885 | 0 | 0 |  | 1 | 417.7731
68 | R.P.SAGAR | 0 |  | 172 | NR | RAJASTHAN | STATE | RRVUNL | HYDRO |  |  | 182.085 | 0 | 0 |  | 257.705 | 0 | 0 |  | 13.93 | 0 | 0 |  | 238.8 | 0 | 0 |  | 374.12 | 0 | 0 |  |  | 312.8877 | 0 | 0 |  |  | 501.0621 | 0 | 0
68 | R.P.SAGAR | 1 | 1968-02-03 | 43 | NR | RAJASTHAN | STATE | RRVUNL | HYDRO
68 | R.P.SAGAR | 2 | 1968-06-26 | 43 | NR | RAJASTHAN | STATE | RRVUNL | HYDRO
68 | R.P.SAGAR | 3 | 1968-12-28 | 43 | NR | RAJASTHAN | STATE | RRVUNL | HYDRO
68 | R.P.SAGAR | 4 | 1969-05-24 | 43 | NR | RAJASTHAN | STATE | RRVUNL | HYDRO
69 | J.SAGAR | 0 |  | 99 | NR | RAJASTHAN | STATE | RRVUNL | HYDRO |  |  | 139.3 | 0 | 0 |  | 199 | 0 | 0 |  | 12.935 | 0 | 0 |  | 202.98 | 0 | 0 |  | 280.59 | 0 | 0 |  |  | 227.4371 | 0 | 0 |  |  | 330.1908 | 0 | 0
69 | J.SAGAR | 1 | 1973-01-10 | 33 | NR | RAJASTHAN | STATE | RRVUNL | HYDRO
69 | J.SAGAR | 2 | 1973-02-10 | 33 | NR | RAJASTHAN | STATE | RRVUNL | HYDRO
69 | J.SAGAR | 3 | 1973-05-18 | 33 | NR | RAJASTHAN | STATE | RRVUNL | HYDRO
70 | MAHI BAJAJ I&II | 0 |  | 140 | NR | RAJASTHAN | STATE | RRVUNL | HYDRO |  |  | 35.82 | 0 | 0 |  | 68.655 | 0 | 0 |  | 19.9 | 0 | 0 |  | 198.005 | 0 | 0 |  | 276.61 | 0 | 0 |  |  | 217.3975 | 0 | 0 |  |  | 274.5603 | 0 | 0
70 | MAHI BAJAJ-I | 1 | 1986-01-22 | 25 | NR | RAJASTHAN | STATE | RRVUNL | HYDRO
70 | MAHI BAJAJ-I | 2 | 1986-02-06 | 25 | NR | RAJASTHAN | STATE | RRVUNL | HYDRO
70 | MAHI BAJAJ-II | 3 | 1989-02-15 | 45 | NR | RAJASTHAN | STATE | RRVUNL | HYDRO
70 | MAHI BAJAJ-II | 4 | 1989-09-27 | 45 | NR | RAJASTHAN | STATE | RRVUNL | HYDRO
71 | ANOOPGARH ST I&II | 0 |  | 9 | NR | RAJASTHAN | STATE | RRVUNL | HYDRO |  |  | 12.935 | 0 | 0 |  | 8.955 | 0 | 0 |  | 4.975 | 0 | 0 |  | 0 | 0 | 0 |  | 0 | 0 | 0 |  |  | 1.8905 | 0 | 0 |  |  | 4.7461 | 0 | 0
71 | ANOOPGARH-I | 1 | 1987-09-08 | 1.5 | NR | RAJASTHAN | STATE | RRVUNL | HYDRO
71 | ANOOPGARH-I | 2 | 1988-03-17 | 1.5 | NR | RAJASTHAN | STATE | RRVUNL | HYDRO
71 | ANOOPGARH-I | 3 | 1987-09-12 | 1.5 | NR | RAJASTHAN | STATE | RRVUNL | HYDRO
71 | ANOOPGARH II | 4 | 1987-12-09 | 1.5 | NR | RAJASTHAN | STATE | RRVUNL | HYDRO
71 | ANOOPGARH II | 5 | 1988-01-14 | 1.5 | NR | RAJASTHAN | STATE | RRVUNL | HYDRO
71 | ANOOPGARH II | 6 | 1988-03-12 | 1.5 | NR | RAJASTHAN | STATE | RRVUNL | HYDRO
72 | RMC MANGROL | 0 |  | 6 | NR | RAJASTHAN | STATE | RRVUNL | HYDRO |  |  | 2.985 | 0 | 0 |  | 3.98 | 0 | 0 |  | 0.995 | 0 | 0 |  | 0 | 0 | 0 |  | 0 | 0 | 0 |  |  | 0 | 0 | 0 |  |  | 0 | 0 | 0
72 | RMC MANGROL | 1 | 1992-10-27 | 2 | NR | RAJASTHAN | STATE | RRVUNL | HYDRO
72 | RMC MANGROL | 2 | 1992-11-29 | 2 | NR | RAJASTHAN | STATE | RRVUNL | HYDRO
72 | RMC MANGROL | 3 | 1992-11-30 | 2 | NR | RAJASTHAN | STATE | RRVUNL | HYDRO
73 | SURAT GARH | 0 |  | 4 | NR | RAJASTHAN | STATE | RRVUNL | HYDRO |  |  | 0.995 | 0 | 0 |  | 0.995 | 0 | 0 |  | 0 | 0 | 0 |  | 0 | 0 | 0 |  | 0 | 0 | 0 |  |  | 0 | 0 | 0 |  |  | 0 | 0 | 0
73 | SURAT GARH | 1 | 1992-02-03 | 2 | NR | RAJASTHAN | STATE | RRVUNL | HYDRO
73 | SURAT GARH | 2 | 1992-02-05 | 2 | NR | RAJASTHAN | STATE | RRVUNL | HYDRO
74 | RIHAND_Hydro | 0 |  | 300 | NR | UTTAR PRADESH | STATE | UPHPC | HYDRO |  |  | 1042.76 | 0 | 0 |  | 1035.795 | 0 | 0 |  | 615.905 | 0 | 0 |  | 1104.45 | 0 | 0 |  | 478.595 | 0 | 0 |  |  | 543.6182 | 0 | 0 |  |  | 672.2618 | 0 | 0
74 | RIHAND_Hydro | 1 | 1962-03-30 | 50 | NR | UTTAR PRADESH | STATE | UPHPC | HYDRO
74 | RIHAND_Hydro | 2 | 1962-02-22 | 50 | NR | UTTAR PRADESH | STATE | UPHPC | HYDRO
74 | RIHAND_Hydro | 3 | 1962-02-22 | 50 | NR | UTTAR PRADESH | STATE | UPHPC | HYDRO
74 | RIHAND_Hydro | 4 | 1962-03-21 | 50 | NR | UTTAR PRADESH | STATE | UPHPC | HYDRO
74 | RIHAND_Hydro | 5 | 1962-03-30 | 50 | NR | UTTAR PRADESH | STATE | UPHPC | HYDRO
74 | RIHAND_Hydro | 6 | 1966-11-22 | 50 | NR | UTTAR PRADESH | STATE | UPHPC | HYDRO
75 | OBRA | 0 |  | 99 | NR | UTTAR PRADESH | STATE | UPHPC | HYDRO |  |  | 411.93 | 0 | 0 |  | 389.045 | 0 | 0 |  | 252.73 | 0 | 0 |  | 433.82 | 0 | 0 |  | 199.995 | 0 | 0 |  |  | 230.2231 | 0 | 0 |  |  | 274.9284 | 0 | 0
75 | OBRA | 1 | 1970-05-15 | 33 | NR | UTTAR PRADESH | STATE | UPHPC | HYDRO
75 | OBRA | 2 | 1970-12-07 | 33 | NR | UTTAR PRADESH | STATE | UPHPC | HYDRO
75 | OBRA | 3 | 1971-04-09 | 33 | NR | UTTAR PRADESH | STATE | UPHPC | HYDRO
76 | MATATILLA | 0 |  | 30.6 | NR | UTTAR PRADESH | STATE | UPHPC | HYDRO |  |  | 136.315 | 0 | 0 |  | 134.325 | 0 | 0 |  | 102.485 | 0 | 0 |  | 135.32 | 0 | 0 |  | 152.235 | 0 | 0 |  |  | 142.6929 | 0 | 0 |  |  | 127.0515 | 0 | 0
76 | MATATILLA | 1 | 1965-02-28 | 10.2 | NR | UTTAR PRADESH | STATE | UPHPC | HYDRO
76 | MATATILLA | 2 | 1965-06-30 | 10.2 | NR | UTTAR PRADESH | STATE | UPHPC | HYDRO
76 | MATATILLA | 3 | 1965-09-30 | 10.2 | NR | UTTAR PRADESH | STATE | UPHPC | HYDRO
77 | KHARA | 0 |  | 72 | NR | UTTAR PRADESH | STATE | UPHPC | HYDRO |  |  | 343.275 | 0 | 0 |  | 307.455 | 0 | 0 |  | 408.945 | 0 | 0 |  | 381.085 | 0 | 0 |  | 280.59 | 0 | 0 |  |  | 326.9271 | 0 | 0 |  |  | 304.5894 | 0 | 0
77 | KHARA | 1 | 1992-12-29 | 24 | NR | UTTAR PRADESH | STATE | UPHPC | HYDRO
77 | KHARA | 2 | 1992-12-29 | 24 | NR | UTTAR PRADESH | STATE | UPHPC | HYDRO
77 | KHARA | 3 | 1992-12-29 | 24 | NR | UTTAR PRADESH | STATE | UPHPC | HYDRO
78 | NIRGAJANI(Ganga Canal) | 0 |  | 5 | NR | UTTAR PRADESH | STATE | UPHPC | HYDRO |  |  | 143.28 | 0 | 0 |  | 19.9 | 0 | 0 |  | 29.85 | 0 | 0 |  | 79.6 | 0 | 0 |  | 52.735 | 0 | 0 |  |  | 33.9196 | 0 | 0 |  |  | 27.064 | 0 | 0
78 | NIRGAJANI | 1 | 1937-03-31 | 2.5 | NR | UTTAR PRADESH | STATE | UPHPC | HYDRO
78 | NIRGAJANI | 2 | 1937-04-30 | 2.5 | NR | UTTAR PRADESH | STATE | UPHPC | HYDRO
79 | CHIBRO (YAMUNA) | 0 |  | 240 | NR | UTTARANCHAL | STATE | USEB | HYDRO |  |  | 763.165 | 0 | 0 |  | 736.3 | 0 | 0 |  | 868.635 | 0 | 0 |  | 809.93 | 0 | 0 |  | 632.82 | 0 | 0 |  |  | 800.9352 | 0 | 0 |  |  | 752.3493 | 0 | 0
79 | CHIBRO (YAMUNA) | 1 | 1975-04-20 | 60 | NR | UTTARANCHAL | STATE | USEB | HYDRO
79 | CHIBRO (YAMUNA) | 2 | 1975-04-24 | 60 | NR | UTTARANCHAL | STATE | USEB | HYDRO
79 | CHIBRO (YAMUNA) | 3 | 1975-04-30 | 60 | NR | UTTARANCHAL | STATE | USEB | HYDRO
79 | CHIBRO (YAMUNA) | 4 | 1976-02-02 | 60 | NR | UTTARANCHAL | STATE | USEB | HYDRO
80 | KHODRI | 0 |  | 120 | NR | UTTARANCHAL | STATE | USEB | HYDRO |  |  | 367.155 | 0 | 0 |  | 363.175 | 0 | 0 |  | 406.955 | 0 | 0 |  | 386.06 | 0 | 0 |  | 299.495 | 0 | 0 |  |  | 376.9358 | 0 | 0 |  |  | 354.3991 | 0 | 0
80 | KHODRI | 1 | 1984-01-29 | 30 | NR | UTTARANCHAL | STATE | USEB | HYDRO
80 | KHODRI | 2 | 1984-02-09 | 30 | NR | UTTARANCHAL | STATE | USEB | HYDRO
80 | KHODRI | 3 | 1984-03-30 | 30 | NR | UTTARANCHAL | STATE | USEB | HYDRO
80 | KHODRI | 4 | 1984-02-28 | 30 | NR | UTTARANCHAL | STATE | USEB | HYDRO
81 | DHAKRANI | 0 |  | 33.75 | NR | UTTARANCHAL | STATE | USEB | HYDRO |  |  | 142.285 | 0 | 0 |  | 114.425 | 0 | 0 |  | 174.125 | 0 | 0 |  | 159.2 | 0 | 0 |  | 126.365 | 0 | 0 |  |  | 163.8268 | 0 | 0 |  |  | 148.6033 | 0 | 0
81 | DHAKRANI | 1 | 1965-11-15 | 11.25 | NR | UTTARANCHAL | STATE | USEB | HYDRO
81 | DHAKRANI | 2 | 1966-03-31 | 11.25 | NR | UTTARANCHAL | STATE | USEB | HYDRO
81 | DHAKRANI | 3 | 1970-01-10 | 11.25 | NR | UTTARANCHAL | STATE | USEB | HYDRO
82 | DHALIPUR | 0 |  | 51 | NR | UTTARANCHAL | STATE | USEB | HYDRO |  |  | 218.9 | 0 | 0 |  | 192.035 | 0 | 0 |  | 257.705 | 0 | 0 |  | 229.845 | 0 | 0 |  | 183.08 | 0 | 0 |  |  | 234.9493 | 0 | 0 |  |  | 213.338 | 0 | 0
82 | DHALIPUR | 1 | 1965-12-10 | 17 | NR | UTTARANCHAL | STATE | USEB | HYDRO
82 | DHALIPUR | 2 | 1966-03-25 | 17 | NR | UTTARANCHAL | STATE | USEB | HYDRO
82 | DHALIPUR | 3 | 1970-03-31 | 17 | NR | UTTARANCHAL | STATE | USEB | HYDRO
83 | KULHAL | 0 |  | 30 | NR | UTTARANCHAL | STATE | USEB | HYDRO |  |  | 145.27 | 0 | 0 |  | 123.38 | 0 | 0 |  | 164.175 | 0 | 0 |  | 153.23 | 0 | 0 |  | 128.355 | 0 | 0 |  |  | 160.1154 | 0 | 0 |  |  | 147.9366 | 0 | 0
83 | KULHAL | 1 | 1975-04-11 | 10 | NR | UTTARANCHAL | STATE | USEB | HYDRO
83 | KULHAL | 2 | 1975-09-26 | 10 | NR | UTTARANCHAL | STATE | USEB | HYDRO
83 | KULHAL | 3 | 1975-12-24 | 10 | NR | UTTARANCHAL | STATE | USEB | HYDRO
84 | MANERI BHALI | 0 |  | 90 | NR | UTTARANCHAL | STATE | USEB | HYDRO |  |  | 406.955 | 0 | 0 |  | 389.045 | 0 | 0 |  | 454.715 | 0 | 0 |  | 485.56 | 0 | 0 |  | 455.71 | 0 | 0 |  |  | 452.9339 | 0 | 0 |  |  | 464.5356 | 0 | 0
84 | MANERI BHALI | 1 | 1984-12-14 | 30 | NR | UTTARANCHAL | STATE | USEB | HYDRO
84 | MANERI BHALI | 2 | 1984-11-19 | 30 | NR | UTTARANCHAL | STATE | USEB | HYDRO
84 | MANERI BHALI | 3 | 1984-10-30 | 30 | NR | UTTARANCHAL | STATE | USEB | HYDRO
85 | CHILLA | 0 |  | 144 | NR | UTTARANCHAL | STATE | USEB | HYDRO |  |  | 516.405 | 0 | 0 |  | 538.295 | 0 | 0 |  | 559.19 | 0 | 0 |  | 684.56 | 0 | 0 |  | 741.275 | 0 | 0 |  |  | 655.8841 | 0 | 0 |  |  | 736.8373 | 0 | 0
85 | CHILLA | 1 | 1980-07-17 | 36 | NR | UTTARANCHAL | STATE | USEB | HYDRO
85 | CHILLA | 2 | 1980-07-17 | 36 | NR | UTTARANCHAL | STATE | USEB | HYDRO
85 | CHILLA | 3 | 1980-11-17 | 36 | NR | UTTARANCHAL | STATE | USEB | HYDRO
85 | CHILLA | 4 | 1981-03-08 | 36 | NR | UTTARANCHAL | STATE | USEB | HYDRO
86 | PATHRI | 0 |  | 20.4 | NR | UTTARANCHAL | STATE | USEB | HYDRO |  |  | 0 | 0 | 0 |  | 108.455 | 0 | 0 |  | 100.495 | 0 | 0 |  | 96.515 | 0 | 0 |  | 100.495 | 0 | 0 |  |  | 97.9975 | 0 | 0 |  |  | 91.0724 | 0 | 0
86 | PATHRI | 1 | 1955-07-25 | 6.8 | NR | UTTARANCHAL | STATE | USEB | HYDRO
86 | PATHRI | 2 | 1955-09-18 | 6.8 | NR | UTTARANCHAL | STATE | USEB | HYDRO
86 | PATHRI | 3 | 1955-12-14 | 6.8 | NR | UTTARANCHAL | STATE | USEB | HYDRO
87 | MOHAMAD PUR | 0 |  | 9.3 | NR | UTTARANCHAL | STATE | USEB | HYDRO |  |  | 0 | 0 | 0 |  | 24.875 | 0 | 0 |  | 36.815 | 0 | 0 |  | 0 | 0 | 0 |  | 30.845 | 0 | 0 |  |  | 36.218 | 0 | 0 |  |  | 39.5513 | 0 | 0
87 | MOHAMAD PUR | 1 | 1950-04-01 | 3.1 | NR | UTTARANCHAL | STATE | USEB | HYDRO
87 | MOHAMAD PUR | 2 | 1950-05-01 | 3.1 | NR | UTTARANCHAL | STATE | USEB | HYDRO
87 | MOHAMAD PUR | 3 | 1950-06-01 | 3.1 | NR | UTTARANCHAL | STATE | USEB | HYDRO
88 | RAMGANGA | 0 |  | 198 | NR | UTTARANCHAL | STATE | USEB | HYDRO |  |  | 470.635 | 0 | 0 |  | 272.63 | 0 | 0 |  | 179.1 | 0 | 0 |  | 198.005 | 0 | 0 |  | 210.94 | 0 | 0 |  |  | 331.6335 | 0 | 0 |  |  | 153.3892 | 0 | 0
88 | RAMGANGA | 1 | 1975-12-31 | 66 | NR | UTTARANCHAL | STATE | USEB | HYDRO
88 | RAMGANGA | 2 | 1976-11-03 | 66 | NR | UTTARANCHAL | STATE | USEB | HYDRO
88 | RAMGANGA | 3 | 1977-03-12 | 66 | NR | UTTARANCHAL | STATE | USEB | HYDRO
89 | KHATIMA | 0 |  | 41.4 | NR | UTTARANCHAL | STATE | USEB | HYDRO |  |  | 165.17 | 0 | 0 |  | 170.145 | 0 | 0 |  | 161.19 | 0 | 0 |  | 172.135 | 0 | 0 |  | 182.085 | 0 | 0 |  |  | 164.2148 | 0 | 0 |  |  | 153.2897 | 0 | 0
89 | KHATIMA | 1 | 1955-04-30 | 13.8 | NR | UTTARANCHAL | STATE | USEB | HYDRO
89 | KHATIMA | 2 | 1956-04-02 | 13.8 | NR | UTTARANCHAL | STATE | USEB | HYDRO
89 | KHATIMA | 3 | 1956-08-03 | 13.8 | NR | UTTARANCHAL | STATE | USEB | HYDRO
90 | DHAULI GANGA | 0 |  | 280 | NR | UTTARANCHAL | CENTER | NHPC | HYDRO |  |  | 0 |  |  |  | 0 |  |  |  | 0 |  |  |  | 0 |  |  |  | 0 |  |  |  |  | 312.8777 | 0 | 0 |  |  | 1088.53 | 0 | 0
90 | DHAULI GANGA | 1 | 2005-10-17 | 70 | NR | UTTARANCHAL | CENTER | NHPC | HYDRO | [23 empty] | 59.3389 | 0 | 0 |  | 1 | 272.1325 | 0 | 0 |  | 1
90 | DHAULI GANGA | 2 | 2005-09-01 | 70 | NR | UTTARANCHAL | CENTER | NHPC | HYDRO | [23 empty] | 75.8818 | 0 | 0 |  | 1 | 272.1325 | 0 | 0 |  | 1
90 | DHAULI GANGA | 3 | 2005-07-28 | 70 | NR | UTTARANCHAL | CENTER | NHPC | HYDRO | [23 empty] | 88.4689 | 0 | 0 |  | 1 | 272.1325 | 0 | 0 |  | 1
90 | DHAULI GANGA | 4 | 2005-07-26 | 70 | NR | UTTARANCHAL | CENTER | NHPC | HYDRO | [23 empty] | 89.1881 | 0 | 0 |  | 1 | 272.1325 | 0 | 0 |  | 1
91 | GIRAL | 0 |  | 125 | NR | RAJASTHAN | STATE | RRVUNL | THERMAL | LIGN | OIL | 0 |  |  |  | 0 |  |  |  | 0 |  |  |  | 0 |  |  |  | 0 |  |  |  |  | 0 |  |  |  |  | 0 | 0 | 0 | 1
91 | GIRAL | 1 | 2007-02-28 | 125 | NR | RAJASTHAN | STATE | RRVUNL | THERMAL | LIGN | OIL | [26 empty] | 0 | 0 | 0 |  | 1
92 | VISHNU PRAYAG | 0 |  | 400 | NR | UTTARANCHAL | PVT | JVNL | HYDRO |  |  | 0 |  |  |  | 0 |  |  |  | 0 |  |  |  | 0 |  |  |  | 0 |  |  |  |  | 0 |  |  |  |  | 973.0105 | 0 | 0
92 | VISHNU PRAYAG | 1 | 2006-06-03 | 100 | NR | UTTARANCHAL | PVT | JVNL | HYDRO | [28 empty] | 295.536 | 0 | 0 |  | 1
92 | VISHNU PRAYAG | 2 | 2006-06-23 | 100 | NR | UTTARANCHAL | PVT | JVNL | HYDRO | [28 empty] | 275.899 | 0 | 0 |  | 1
92 | VISHNU PRAYAG | 3 | 2006-08-16 | 100 | NR | UTTARANCHAL | PVT | JVNL | HYDRO | [28 empty] | 222.8793 | 0 | 0 |  | 1
92 | VISHNU PRAYAG | 4 | 2006-09-30 | 100 | NR | UTTARANCHAL | PVT | JVNL | HYDRO | [28 empty] | 178.6962 | 0 | 0 |  | 1
93 | DULHASTI | 0 |  | 390 | NR | JAMMU & KASHMIR | CENTER | NHPC | HYDRO |  |  | 0 |  |  |  | 0 |  |  |  | 0 |  |  |  | 0 |  |  |  | 0 |  |  |  |  | 0 |  |  |  |  | 46.5362 | 0 | 0
93 | DULHASTI | 1 | 2007-03-26 | 130 | NR | JAMMU & KASHMIR | CENTER | NHPC | HYDRO | [28 empty] | 4.7486 | 0 | 0 |  | 1
93 | DULHASTI | 2 | 2007-02-28 | 130 | NR | JAMMU & KASHMIR | CENTER | NHPC | HYDRO | [28 empty] | 29.4412 | 0 | 0 |  | 1
93 | DULHASTI | 3 | 2007-03-18 | 130 | NR | JAMMU & KASHMIR | CENTER | NHPC | HYDRO | [28 empty] | 12.3463 | 0 | 0 |  | 1
94 | LARGI | 0 |  | 126 | NR | HIMACHAL | STATE | HPSEB | HYDRO |  |  | 0 |  |  |  | 0 |  |  |  | 0 |  |  |  | 0 |  |  |  | 0 |  |  |  |  | 0 |  |  |  |  | 177.8861 | 0 | 0
94 | LARGI | 1 | 2006-12-27 | 42 | NR | HIMACHAL | STATE | HPSEB | HYDRO | [28 empty] | 34.0556 | 0 | 0 |  | 1
94 | LARGI | 2 | 2006-09-24 | 42 | NR | HIMACHAL | STATE | HPSEB | HYDRO | [28 empty] | 68.1112 | 0 | 0 |  | 1
94 | LARGI | 3 | 2006-09-03 | 42 | NR | HIMACHAL | STATE | HPSEB | HYDRO | [28 empty] | 75.7193 | 0 | 0 |  | 1
95 | TEHRI ST -1 | 0 |  | 1000 | NR | UTTARANCHAL | CENTRAL | THDC | HYDRO |  |  | 0 |  |  |  | 0 |  |  |  | 0 |  |  |  | 0 |  |  |  | 0 |  |  |  |  | 0 |  |  |  |  | 886.0177 | 0 | 0
95 | TEHRI ST -1 | 1 | 2007-03-19 | 250 | NR | UTTARANCHAL | CENTRAL | THDC | HYDRO | [28 empty] | 21.877 | 0 | 0 |  | 1
95 | TEHRI ST -1 | 2 | 2007-01-30 | 250 | NR | UTTARANCHAL | CENTRAL | THDC | HYDRO | [28 empty] | 109.3849 | 0 | 0 |  | 1
95 | TEHRI ST -1 | 3 | 2006-10-25 | 250 | NR | UTTARANCHAL | CENTRAL | THDC | HYDRO | [28 empty] | 286.2238 | 0 | 0 |  | 1
95 | TEHRI ST -1 | 4 | 2006-07-17 | 250 | NR | UTTARANCHAL | CENTRAL | THDC | HYDRO | [28 empty] | 468.532 | 0 | 0 |  | 1
96 | DHOLPUR | 0 |  | 110 | NR | RAJASTHAN | STATE | RRVUNL | THERMAL | COAL | OIL | 0 |  |  |  | 0 |  |  |  | 0 |  |  |  | 0 |  |  |  | 0 |  |  |  |  | 0 |  |  |  |  | 0 | 0 | 0 | 1
96 | DHOLPUR | 1 | 2007-03-29 | 110 | NR | RAJASTHAN | STATE | RRVUNL | THERMAL | COAL | OIL | [26 empty] | 0 | 0 | 0 |  | 1
1 | K_GUDEM | 0 |  | 680 | SR | ANDHRA PRADESH | STATE | APGENCO | THERMAL | COAL | OIL | 3482.13 | 3634367.2087 | 1.0437 | 1 | 3769.317 | 4142729.5888 | 1.0991 | 1 | 4209.521 | 4435007.4238 | 1.0536 | 1 | 3833.109 | 4180309.6343 | 1.0906 | 1 | 4918.626 | 4985471.468 | 1.0136 | 1 |  | 4291 | 4769009.976 | 1.1114 | 1 |  | 4360.91 | 4955589.1615 | 1.1364 | 1
1 | K_GUDEM | 1 | 1966-07-04 | 60 | SR | ANDHRA PRADESH | STATE | APGENCO | THERMAL | COAL | OIL
1 | K_GUDEM | 2 | 1966-11-26 | 60 | SR | ANDHRA PRADESH | STATE | APGENCO | THERMAL | COAL | OIL
1 | K_GUDEM | 3 | 1967-05-27 | 60 | SR | ANDHRA PRADESH | STATE | APGENCO | THERMAL | COAL | OIL
1 | K_GUDEM | 4 | 1967-07-08 | 60 | SR | ANDHRA PRADESH | STATE | APGENCO | THERMAL | COAL | OIL
1 | K_GUDEM | 5 | 1974-08-13 | 110 | SR | ANDHRA PRADESH | STATE | APGENCO | THERMAL | COAL | OIL
1 | K_GUDEM | 6 | 1974-12-19 | 110 | SR | ANDHRA PRADESH | STATE | APGENCO | THERMAL | COAL | OIL
1 | K_GUDEM | 7 | 1977-03-10 | 110 | SR | ANDHRA PRADESH | STATE | APGENCO | THERMAL | COAL | OIL
1 | K_GUDEM | 8 | 1978-01-11 | 110 | SR | ANDHRA PRADESH | STATE | APGENCO | THERMAL | COAL | OIL
2 | K_GUDEM NEW | 0 |  | 500 | SR | ANDHRA PRADESH | STATE | APGENCO | THERMAL | COAL | OIL | 3466.09 | 4199813.914 | 1.2117 | 1 | 3534.548 | 3840402.5363 | 1.0865 | 1 | 3734.483 | 4084195.6655 | 1.0936 | 1 | 3689.138 | 3855292.2861 | 1.045 | 1 | 3769.813 | 3782542.3375 | 1.0034 | 1 |  | 3149 | 3061292.9463 | 0.97215 | 1 |  | 3337.12 | 3299252.6699 | 0.98865 | 1
2 | K_GUDEM NEW | 1 | 1997-03-27 | 250 | SR | ANDHRA PRADESH | STATE | APGENCO | THERMAL | COAL | OIL | [26 empty] | 1865.71
2 | K_GUDEM NEW | 2 | 1998-02-28 | 250 | SR | ANDHRA PRADESH | STATE | APGENCO | THERMAL | COAL | OIL | [26 empty] | 1471.41
3 | VIJAYWADA | 0 |  | 1260 | SR | ANDHRA PRADESH | STATE | APGENCO | THERMAL | COAL | OIL | 9316.964 | 9315973.4022 | 0.99989 | 1 | 9345.629 | 9584174.3092 | 1.0255 | 1 | 9382.047 | 9608644.0416 | 1.0242 | 1 | 9247.493 | 9615827.1594 | 1.0398 | 1 | 8926.301 | 9120511.1623 | 1.0218 | 1 |  | 8838 | 8876557.5402 | 1.0044 | 1 |  | 9073.64 | 8954613.3441 | 0.98688 | 1
3 | VIJAYWADA | 1 | 1979-11-01 | 210 | SR | ANDHRA PRADESH | STATE | APGENCO | THERMAL | COAL | OIL | [26 empty] | 1547.15
3 | VIJAYWADA | 2 | 1980-10-10 | 210 | SR | ANDHRA PRADESH | STATE | APGENCO | THERMAL | COAL | OIL | [26 empty] | 1370.54
3 | VIJAYWADA | 3 | 1989-10-05 | 210 | SR | ANDHRA PRADESH | STATE | APGENCO | THERMAL | COAL | OIL | [26 empty] | 1381.02
3 | VIJAYWADA | 4 | 1990-08-23 | 210 | SR | ANDHRA PRADESH | STATE | APGENCO | THERMAL | COAL | OIL | [26 empty] | 1614.19
3 | VIJAYWADA | 5 | 1994-03-31 | 210 | SR | ANDHRA PRADESH | STATE | APGENCO | THERMAL | COAL | OIL | [26 empty] | 1606.28
3 | VIJAYWADA | 6 | 1995-02-24 | 210 | SR | ANDHRA PRADESH | STATE | APGENCO | THERMAL | COAL | OIL | [26 empty] | 1554.46
4 | R_GUNDEM - B | 0 |  | 62.5 | SR | ANDHRA PRADESH | STATE | APGENCO | THERMAL | COAL | OIL | 404.85 | 494766.0249 | 1.2221 | 1 | 386.78 | 454469.5037 | 1.175 | 1 | 352 | 410247.0993 | 1.1655 | 1 | 430.87 | 508380.5645 | 1.1799 | 1 | 448.88 | 511879.4664 | 1.1403 | 1 |  | 347.91 | 432328.8468 | 1.2426 | 1 |  | 298 | 346357.6002 | 1.1623 | 1
4 | R_GUNDEM - B | 1 | 1970-05-31 | 62.5 | SR | ANDHRA PRADESH | STATE | APGENCO | THERMAL | COAL | OIL
5 | RAYAL SEEMA | 0 |  | 630 | SR | ANDHRA PRADESH | STATE | APGENCO | THERMAL | COAL | OIL | 3122.8952 | 3019162.9338 | 0.96678 | 1 | 3068.2184 | 3069841.3097 | 1.0005 | 1 | 3120.0762 | 3062925.9632 | 0.98168 | 1 | 3044.7038 | 2966665.2446 | 0.97437 | 1 | 3078.041 | 2909072.5061 | 0.94511 | 1 |  | 2209 | 2084337.618 | 0.94357 | 1 |  | 2961.43 | 2908554.8033 | 0.98215 | 1
5 | RAYAL SEEMA | 1 | 1994-04-27 | 210 | SR | ANDHRA PRADESH | STATE | APGENCO | THERMAL | COAL | OIL | [26 empty] | 1476.14
5 | RAYAL SEEMA | 2 | 1995-02-25 | 210 | SR | ANDHRA PRADESH | STATE | APGENCO | THERMAL | COAL | OIL | [26 empty] | 1485.29
5 | RAYAL SEEMA | 3 | 2007-01-25 | 210 | SR | ANDHRA PRADESH | STATE | APGENCO | THERMAL | COAL | OIL | [26 empty] | 0 | 0 | 0.98215 |  | 1
6 | VIJESWARAN GT | 0 |  | 272.3 | SR | ANDHRA PRADESH | STATE | APGENCO | THERMAL | GAS | NAPT | 1927.703 | 972020.4249 | 0.50424 | 1 | 1905.074 | 932455.2908 | 0.48946 | 1 | 1978.316 | 924897.7107 | 0.46752 | 1 | 2092.904 | 1072926.9375 | 0.51265 | 1 | 1940.3 | 927165.4038 | 0.47785 | 1 |  | 1803.1 | 843581.4001 | 0.46785 | 1 |  | 1468.3278 | 714478.7694 | 0.48659 | 1
6 | VIJESWARAN GT | 1 | 1990-08-31 | 33 | SR | ANDHRA PRADESH | STATE | APGENCO | THERMAL | GAS | NAPT
6 | VIJESWARAN GT | 2 | 1991-03-02 | 33 | SR | ANDHRA PRADESH | STATE | APGENCO | THERMAL | GAS | NAPT
6 | VIJESWARAN GT | 3 | 1998-04-01 | 112.5 | SR | ANDHRA PRADESH | STATE | APGENCO | THERMAL | GAS | NAPT | [16 empty] | 254.528 | 109447.04 | 0.43
6 | VIJESWARAN GT | 4 | 1992-03-17 | 34 | SR | ANDHRA PRADESH | STATE | APGENCO | THERMAL | GAS | NAPT
6 | VIJESWARAN GT | 5 | 1998-04-01 | 59.8 | SR | ANDHRA PRADESH | STATE | APGENCO | THERMAL | GAS | NAPT | [16 empty] | 412.25 | 173145 | 0.42
7 | R_GUNDEM STPS | 0 |  | 2600 | SR | ANDHRA PRADESH | CENTER | NTPC | THERMAL | COAL | OIL | 15433.3956 | 15090832.7692 | 0.9778 | 1 | 14692.95 | 14755837.3046 | 1.0043 | 1 | 15747.8328 | 15606642.6909 | 0.99103 | 1 | 14765.7612 | 15163429.1819 | 1.0269 | 1 | 16038.3382 | 15981768.5041 | 0.99647 | 1 |  | 18432 | 17967360 | 0.97479 | 1 |  | 18989 | 18271968 | 0.96224 | 1
7 | R_GUNDEM STPS | 1 | 1983-11-26 | 200 | SR | ANDHRA PRADESH | CENTER | NTPC | THERMAL | COAL | OIL
7 | R_GUNDEM STPS | 2 | 1984-05-29 | 200 | SR | ANDHRA PRADESH | CENTER | NTPC | THERMAL | COAL | OIL
7 | R_GUNDEM STPS | 3 | 1984-12-13 | 200 | SR | ANDHRA PRADESH | CENTER | NTPC | THERMAL | COAL | OIL
7 | R_GUNDEM STPS | 4 | 1988-06-26 | 500 | SR | ANDHRA PRADESH | CENTER | NTPC | THERMAL | COAL | OIL
7 | R_GUNDEM STPS | 5 | 1989-03-26 | 500 | SR | ANDHRA PRADESH | CENTER | NTPC | THERMAL | COAL | OIL
7 | R_GUNDEM STPS | 6 | 1989-10-16 | 500 | SR | ANDHRA PRADESH | CENTER | NTPC | THERMAL | COAL | OIL
7 | R_GUNDEM STPS | 7 | 2004-09-26 | 500 | SR | ANDHRA PRADESH | CENTER | NTPC | THERMAL | COAL | OIL | [16 empty] | 488.4278 | 488427.75 | 1 |  | 1 | 3517.6825 | 3429007.587 | 0.97479 |  | 1 | 3224.4575 | 3102699.037 | 0.96224 |  | 1
8 | SIMHADRI | 0 |  | 1000 | SR | ANDHRA PRADESH | CENTER | NTPC | THERMAL | COAL | OIL |  | 0 | 0 | 1 | 0 | 0 | 0 | 1 | 4576 | 4575702.5809 | 0.99994 | 1 | 7027.02 | 7032180.2017 | 1.0007 | 1 | 7663.2014 | 7397416.6008 | 0.96532 | 1 |  | 7304 | 6929910 | 0.94878 | 1 |  | 7620 | 7204365 | 0.94545 | 1
8 | SIMHADRI | 1 | 2002-02-22 | 500 | SR | ANDHRA PRADESH | CENTER | NTPC | THERMAL | COAL | OIL | [16 empty] | 3855.9403 | 3722203.7268 | 0.96532 |  | 1 | 3588.4993 | 3404706.5898 | 0.94878 |  | 1 | 3758.6207 | 3553605.7206 | 0.94545 |  | 1
8 | SIMHADRI | 2 | 2002-08-24 | 500 | SR | ANDHRA PRADESH | CENTER | NTPC | THERMAL | COAL | OIL | [16 empty] | 3806.412 | 3674393.2662 | 0.96532 |  | 1 | 3715.8782 | 3525561.4988 | 0.94878 |  | 1 | 3861.5682 | 3650937.8705 | 0.94545 |  | 1
9 | JEGURUPADU GT | 0 |  | 455.4 | SR | ANDHRA PRADESH | PVT | GVK IND | THERMAL | GAS | NAPT | 1624.512 | 706397.6356 | 0.43484 | 1 | 1574.602 | 688369.4151 | 0.43717 | 1 | 1555.297 | 684376.6251 | 0.44003 | 1 | 1476.408 | 664562.8062 | 0.45012 | 1 | 1392.371 | 622836.3613 | 0.44732 | 1 |  | 1265 | 585358.1929 | 0.46273 | 1 |  | 1125 | 504406.4969 | 0.44836 | 1
9 | JEGURUPADU GT | 1 | 1996-07-04 | 52.8 | SR | ANDHRA PRADESH | PVT | GVK IND | THERMAL | GAS | NAPT
9 | JEGURUPADU GT | 2 | 1996-10-26 | 52.8 | SR | ANDHRA PRADESH | PVT | GVK IND | THERMAL | GAS | NAPT
9 | JEGURUPADU GT | 3 | 1996-12-11 | 52.8 | SR | ANDHRA PRADESH | PVT | GVK IND | THERMAL | GAS | NAPT
9 | JEGURUPADU GT | 4 | 1998-04-01 | 77 | SR | ANDHRA PRADESH | PVT | GVK IND | THERMAL | GAS | NAPT
9 | JEGURUPADU GT | 5 | 2005-10-09 | 140 | SR | ANDHRA PRADESH | PVT | GVK IND | THERMAL | GAS | NAPT | [21 empty] | 0 | 0 | 0 |  | 1 | 0 | 0 | 0.43 |  | 1
9 | JEGURUPADU GT | 6 | 2005-11-11 | 80 | SR | ANDHRA PRADESH | PVT | GVK IND | THERMAL | GAS | NAPT | [21 empty] | 0 | 0 | 0 |  | 1 | 0 | 0 | 0.42 |  | 1
10 | GODAVARI GT | 0 |  | 208 | SR | ANDHRA PRADESH | PVT | SPECT IND | THERMAL | GAS | NAPT | 1543.64 | 683029.1008 | 0.44248 | 1 | 1457.7 | 652082.5891 | 0.44734 | 1 | 1159.8 | 599536.2785 | 0.51693 | 1 | 1089.66 | 641238.6348 | 0.58848 | 1 | 1344.43 | 610474.8123 | 0.45408 | 1 |  | 1291.2252 | 568139.088 | 0.44 | 1 |  | 1043.87 | 476738.3427 | 0.4567 | 1
10 | GODAVARI GT | 1 | 1997-07-11 | 47 | SR | ANDHRA PRADESH | PVT | SPECT IND | THERMAL | GAS | NAPT
10 | GODAVARI GT | 2 | 1997-02-11 | 47 | SR | ANDHRA PRADESH | PVT | SPECT IND | THERMAL | GAS | NAPT
10 | GODAVARI GT | 3 | 1997-03-09 | 47 | SR | ANDHRA PRADESH | PVT | SPECT IND | THERMAL | GAS | NAPT
10 | GODAVARI GT | 4 | 1998-04-19 | 67 | SR | ANDHRA PRADESH | PVT | SPECT IND | THERMAL | GAS | NAPT
11 | KONDAPALLI GT | 0 |  | 350 | SR | ANDHRA PRADESH | PVT | KONDAPALI | THERMAL | GAS | NAPT | 658.63 | 289797.2 | 0.44 | 1 | 1682.95 | 740498 | 0.44 | 1 | 2402.69 | 2462037.6917 | 1.0247 | 1 | 2170.86 | 955178.4 | 0.44 | 1 | 2178.9498 | 975017.6163 | 0.44747 | 1 |  | 2111.978 | 923615.48 | 0.43732 | 1 |  | 1678.4298 | 819649.7015 | 0.48834 | 1
11 | KONDAPALLI GT | 1 | 2000-06-22 | 112 | SR | ANDHRA PRADESH | PVT | KONDAPALI | THERMAL | GAS | NAPT | [16 empty] | 697.2639 | 312005.6372 | 0.44747 |  | 1 | 675.956 | 303501.8088 | 0.43732 |  | 1 | 537.0975 | 262287.9045 | 0.48834 |  | 1
11 | KONDAPALLI GT | 2 | 2000-06-22 | 112 | SR | ANDHRA PRADESH | PVT | KONDAPALI | THERMAL | GAS | NAPT | [16 empty] | 697.2639 | 312005.6372 | 0.44747 |  | 1 | 675.956 | 303501.8088 | 0.43732 |  | 1 | 537.0975 | 262287.9045 | 0.48834 |  | 1
11 | KONDAPALLI GT | 3 | 2000-06-22 | 126 | SR | ANDHRA PRADESH | PVT | KONDAPALI | THERMAL | GAS | NAPT | [16 empty] | 784.4219 | 351006.3419 | 0.44747 |  | 1 | 759.72 | 341111.543 | 0.43732 |  | 1 | 604.2347 | 295073.8925 | 0.48834 |  | 1
12 | LVS POWER DG | 0 |  | 36.8 | SR | ANDHRA PRADESH | PVT | LVS POWER | THERMAL | DISL | n/a | 0 | 0 | 0 | 1 | 89.745 | 53847 | 0.6 | 1 | 1.93 | 1158 | 0.6 | 1 | 0 | 0 | 0 | 1 | 0 | 0 | 0 | 1 |  | 0 | 0 | 0 | 1 |  | 0 | 0 | 0 | 1
12 | LVS POWER DG | 1 | 2001-10-18 | 18.4 | SR | ANDHRA PRADESH | PVT | LVS POWER | THERMAL | DISL | n/a | [16 empty] | 0 | 0 | 0 |  | 1 | 0 | 0 | 0 |  | 1 | 0 | 0 | 0 |  | 1
12 | LVS POWER DG | 2 | 2001-10-18 | 18.4 | SR | ANDHRA PRADESH | PVT | LVS POWER | THERMAL | DISL | n/a | [16 empty] | 0 | 0 | 0 |  | 1 | 0 | 0 | 0 |  | 1 | 0 | 0 | 0 |  | 1
13 | PEDDAPURAM CCGT | 0 |  | 220 | SR | ANDHRA PRADESH | PVT | REL | THERMAL | GAS | NAPT |  | 0 | 0 | 1 |  | 0 | 0 | 1 | 908 | 512029.3702 | 0.56391 | 1 | 1248 | 553598.2167 | 0.44359 | 1 | 1142 | 522752.5024 | 0.45775 | 1 |  | 842 | 407216.9603 | 0.48363 | 1 |  | 940.0424 | 456990.5889 | 0.48614 | 1
13 | PEDDAPURAM CCGT | 1 | 2002-01-26 | 220 | SR | ANDHRA PRADESH | PVT | REL | THERMAL | GAS | NAPT | [8 empty] | 908 | [7 empty] | 1142 | 522752.5024 | 0.45775 |  | 1 | 842 | 407216.9603 | 0.48363 |  | 1 | 940.0424 | 456990.5889 | 0.48614 |  | 1
14 | RAICHUR | 0 |  | 1470 | SR | KARNATAKA | STATE | KPCL | THERMAL | COAL | OIL | 8180 | 7891266.054 | 0.9647 | 1 | 8185 | 8442142.0448 | 1.0314 | 1 | 9141 | 9448260.4959 | 1.0336 | 1 | 10425 | 10786944.0164 | 1.0347 | 1 | 9799 | 10274525.5095 | 1.0485 | 1 |  | 8390 | 8870846.3661 | 1.0573 | 1 |  | 10539.979 | 11178066.7274 | 1.0605 | 1
14 | RAICHUR | 1 | 1985-03-29 | 210 | SR | KARNATAKA | STATE | KPCL | THERMAL | COAL | OIL | [26 empty] | 1455.376
14 | RAICHUR | 2 | 1986-03-02 | 210 | SR | KARNATAKA | STATE | KPCL | THERMAL | COAL | OIL | [26 empty] | 1557.3613
14 | RAICHUR | 3 | 1991-03-30 | 210 | SR | KARNATAKA | STATE | KPCL | THERMAL | COAL | OIL | [26 empty] | 1405.8882
14 | RAICHUR | 4 | 1994-09-29 | 210 | SR | KARNATAKA | STATE | KPCL | THERMAL | COAL | OIL | [26 empty] | 1476.0866
14 | RAICHUR | 5 | 1999-01-31 | 210 | SR | KARNATAKA | STATE | KPCL | THERMAL | COAL | OIL | [16 empty] | 1497.7284 | 1570410.1435 | 1.0485 | [7 empty] | 1553.8051
14 | RAICHUR | 6 | 1999-07-22 | 210 | SR | KARNATAKA | STATE | KPCL | THERMAL | COAL | OIL | [16 empty] | 1340.6577 | 1405717.0923 | 1.0485 |  | 1 | 1391.331 | 1471070.7511 | 1.0573 |  |  | 1563.9167
14 | RAICHUR | 7 | 2002-12-11 | 210 | SR | KARNATAKA | STATE | KPCL | THERMAL | COAL | OIL | [16 empty] | 1369.7232 | 1436193.1101 | 1.0485 |  | 1 | 944.2633 | 998380.8141 | 1.0573 |  | 1 | 1527.5451 | 1620022.3034 | 1.0605 |  | 1
15 | YELHANKA (DG) | 0 |  | 127.92 | SR | KARNATAKA | STATE | VVNL | THERMAL | DISL | OIL | 638.887 | 339177.6268 | 0.53089 | 1 | 745.976 | 393183.1914 | 0.52707 | 1 | 685.002 | 360911.2159 | 0.52688 | 1 | 384.01 | 203342.1081 | 0.52952 | 1 | 261.961 | 141083.9014 | 0.53857 | 1 |  | 93.305 | 62423.8558 | 0.66903 | 1 |  | 134.649 | 83795.987 | 0.62233 | 1
15 | YELHANKA (DG) | 1 | 1993-03-31 | 21.32 | SR | KARNATAKA | STATE | VVNL | THERMAL | DISL | OIL | [26 empty] | 30.47
15 | YELHANKA (DG) | 2 | 1993-05-14 | 21.32 | SR | KARNATAKA | STATE | VVNL | THERMAL | DISL | OIL | [26 empty] | 19.635
15 | YELHANKA (DG) | 3 | 1993-07-27 | 21.32 | SR | KARNATAKA | STATE | VVNL | THERMAL | DISL | OIL | [26 empty] | 40.51
15 | YELHANKA (DG) | 4 | 1993-10-19 | 21.32 | SR | KARNATAKA | STATE | VVNL | THERMAL | DISL | OIL | [26 empty] | 12.341
15 | YELHANKA (DG) | 5 | 1993-11-26 | 21.32 | SR | KARNATAKA | STATE | VVNL | THERMAL | DISL | OIL | [26 empty] | 24.698
15 | YELHANKA (DG) | 6 | 1994-01-31 | 21.32 | SR | KARNATAKA | STATE | VVNL | THERMAL | DISL | OIL | [26 empty] | 6.995
16 | KAIGA | 0 |  | 440 | SR | KARNATAKA | CENTER | NPC | NUCLEAR | NUCLEAR |  | 1687.97 | 0 | 0 |  | 2843 | 0 | 0 |  | 3020 | 0 | 0 |  | 2800 | 0 | 0 |  | 2608 | 0 | 0 |  |  | 2546 | 0 | 0 |  |  | 2241 | 0 | 0
16 | KAIGA | 1 | 2000-09-26 | 220 | SR | KARNATAKA | CENTER | NPC | NUCLEAR | NUCLEAR | [14 empty] | 0 | 0 |  | 1355.2538 | 0 | 0 |  | 1 | 1129.378 | 0 | 0 |  | 1 | 1171.6724 | 0 | 0 |  | 1
16 | KAIGA | 2 | 1999-12-02 | 220 | SR | KARNATAKA | CENTER | NPC | NUCLEAR | NUCLEAR | [14 empty] | 0 | 0 |  | 1263.74 | 0 | 0 |  | 1 | 1422.661 | 0 | 0 |  |  | 1069.3276 | 0 | 0
17 | TORANGALLU IMP | 0 |  | 260 | SR | KARNATAKA | PVT | JINDAL | THERMAL | COAL | OIL/COREX | 1572.31 | 1172578.15 | 0.74577 | 1 | 2061.55 | 670688.9766 | 0.32533 | 1 | 2032 | 631120.4137 | 0.31059 | 1 | 2049.21 | 594431.985 | 0.29008 | 1 | 1826 | 549442.8095 | 0.3009 | 1 |  | 1904.21 | 1115382.1766 | 0.58575 | 1 |  | 1912.99 | 1389246.1621 | 0.72622 | 1
17 | TORANGALLU IMP | 1 | 1999-05-16 | 130 | SR | KARNATAKA | PVT | JINDAL | THERMAL | COAL | OIL/COREX | [16 empty] | 913 | 274721.4047 | 0.3009
17 | TORANGALLU IMP | 2 | 1999-05-16 | 130 | SR | KARNATAKA | PVT | JINDAL | THERMAL | COAL | OIL/COREX | [16 empty] | 913 | 274721.4047 | 0.3009
18 | BELLARY DG | 0 |  | 25.2 | SR | KARNATAKA | PVT | BELLARY | THERMAL | DISL | n/a | 12.545 | 7527 | 0.6 | 1 | 181.42 | 108852 | 0.6 | 1 | 61.76 | 37056 | 0.6 | 1 | 40.53 | 24318 | 0.6 | 1 | 38.9088 | 23345.28 | 0.6 | 1 |  | 16.6462 | 9987.75 | 0.6 | 1 |  | 58.865 | 35319 | 0.6 | 1
18 | BELLARY DG | 1 | 2000-09-20 | 25.2 | SR | KARNATAKA | PVT | BELLARY | THERMAL | DISL | n/a | [16 empty] | 38.9088 | 23345.28 | 0.6 |  | 1 | 16.6462 | 9987.75 | 0.6 |  | 1 | 58.865 | 35319 | 0.6 |  | 1
19 | TANIR BAVI | 0 |  | 220 | SR | KARNATAKA | PVT | GMR ENERG | THERMAL | GAS | NAPT | 0 | 0 | 0 | 1 | 938 | 602519.7576 | 0.64235 | 1 | 1178 | 714266.4071 | 0.60634 | 1 | 866 | 525314.1194 | 0.6066 | 1 | 630 | 382191.3106 | 0.60665 | 1 |  | 242 | 146519.2766 | 0.60545 | 1 |  | 505.5099 | 306535.5136 | 0.60639 | 1
19 | TANIR BAVI | 1 | 2001-06-08 | 42.5 | SR | KARNATAKA | PVT | GMR ENERG | THERMAL | GAS | NAPT | [16 empty] | 123.8624 | 75141.4727 | 0.60665 |  | 1 | 46.7491 | 28304.344 | 0.60545 |  | 1 | 97.6553 | 59217.0879 | 0.60639 |  | 1
19 | TANIR BAVI | 2 | 2001-06-08 | 42.5 | SR | KARNATAKA | PVT | GMR ENERG | THERMAL | GAS | NAPT | [16 empty] | 123.8624 | 75141.4727 | 0.60665 |  | 1 | 46.7491 | 28304.344 | 0.60545 |  | 1 | 97.6553 | 59217.0879 | 0.60639 |  | 1
19 | TANIR BAVI | 3 | 2001-06-08 | 42.5 | SR | KARNATAKA | PVT | GMR ENERG | THERMAL | GAS | NAPT | [16 empty] | 123.8624 | 75141.4727 | 0.60665 |  | 1 | 46.7491 | 28304.344 | 0.60545 |  | 1 | 97.6553 | 59217.0879 | 0.60639 |  | 1
19 | TANIR BAVI | 4 | 2001-06-08 | 42.5 | SR | KARNATAKA | PVT | GMR ENERG | THERMAL | GAS | NAPT | [16 empty] | 123.8624 | 75141.4727 | 0.60665 |  | 1 | 46.7491 | 28304.344 | 0.60545 |  | 1 | 97.6553 | 59217.0879 | 0.60639 |  | 1
19 | TANIR BAVI | 5 | 2001-11-21 | 50 | SR | KARNATAKA | PVT | GMR ENERG | THERMAL | GAS | NAPT | [16 empty] | 145.7205 | 88401.7326 | 0.60665 |  | 1 | 55.0034 | 33301.9007 | 0.60545 |  | 1 | 114.8886 | 69667.1622 | 0.60639 |  | 1
20 | BELGAUM DG | 0 |  | 81.3 | SR | KARNATAKA | PVT | TATA PCL | THERMAL | OIL | n/a | 0 | 0 | 0 | 1 | 404.335 | 242601 | 0.6 | 1 | 342.575 | 205545 | 0.6 | 1 | 226.775 | 153897.871 | 0.67864 | 1 | 239.78 | 165396.7317 | 0.68979 | 1 |  | 133.137 | 82802.0966 | 0.62193 | 1 |  | 186.072 | 115339.8124 | 0.61987 | 1
20 | BELGAUM DG | 1 | 2001-03-31 | 27.1 | SR | KARNATAKA | PVT | TATA PCL | THERMAL | OIL | n/a | [16 empty] | 78.4867 | 45310.7815 | 0.57731 |  | 1 | 44.3826 | 23101.8654 | 0.52052 |  | 1 | 62.024 | 38446.6041 | 0.61987 |  | 1
20 | BELGAUM DG | 2 | 2001-03-31 | 27.1 | SR | KARNATAKA | PVT | TATA PCL | THERMAL | OIL | n/a | [16 empty] | 78.4867 | 45310.7815 | 0.57731 |  | 1 | 44.3826 | 23101.8654 | 0.52052 |  | 1 | 62.024 | 38446.6041 | 0.61987 |  | 1
20 | BELGAUM DG | 3 | 2001-03-31 | 27.1 | SR | KARNATAKA | PVT | TATA PCL | THERMAL | OIL | n/a | [16 empty] | 78.4867 | 45310.7815 | 0.57731 |  | 1 | 44.3826 | 23101.8654 | 0.52052 |  | 1 | 62.024 | 38446.6041 | 0.61987 |  | 1
21 | BRAMHAPURAM DG | 0 |  | 106.5 | SR | KERALA | STATE | KSEB | THERMAL | DISL | oil | 307.835 | 184701 | 0.6 | 1 | 305.14 | 172705.76 | 0.56599 | 1 | 120.84 | 69126.4649 | 0.57205 | 1 | 255.2 | 153934.9415 | 0.60319 | 1 | 252.49 | 146768.6154 | 0.58128 | 1 |  | 53.227 | 31251.4413 | 0.58714 | 1 |  | 81.159 | 56710.5625 | 0.69876 | 1
21 | BRAMHAPURAM DG | 1 | 1997-05-06 | 106.5 | SR | KERALA | STATE | KSEB | THERMAL | DISL | oil
22 | KOJIKODE DG | 0 |  | 128 | SR | KERALA | STATE | KSEB | THERMAL | DISL | oil | 442.71 | 249460.5545 | 0.56349 | 1 | 282.197 | 164630.8635 | 0.58339 | 1 | 373.745 | 219977.4499 | 0.58858 | 1 | 298.451 | 177738.4002 | 0.59554 | 1 | 151.575 | 92053.7599 | 0.60731 | 1 |  | 90.6 | 59217.716 | 0.65362 | 1 |  | 157.384 | 100522.2462 | 0.63871 | 1
22 | KOJIKODE DG | 1 | 1999-09-01 | 128 | SR | KERALA | STATE | KSEB | THERMAL | DISL | oil | [16 empty] | 152 | 92311.8687 | 0.60731 |  | 1 | 90.601 | 59218.3502 | 0.65362
23 | COCHIN CCGT | 0 |  | 174 | SR | KERALA | PVT | REL | THERMAL | NAPT | DISL | 149.38 | 95603.2 | 0.64 | 1 | 232.8 | 149314.8553 | 0.64139 | 1 | 295.85 | 189344 | 0.64 | 1 | 961.27 | 615212.8 | 0.64 | 1 | 107.9159 | 67831.1709 | 0.62856 | 1 |  | 36.7 | 22783.2366 | 0.6208 | 1 |  | 185.32 | 109600.1412 | 0.59141 | 1
23 | COCHIN CCGT | 1 | 1999-06-06 | 45 | SR | KERALA | PVT | REL | THERMAL | NAPT | DISL | [16 empty] | 27.9093 | 17542.5442 | 0.62856
23 | COCHIN CCGT | 2 | 1999-06-06 | 45 | SR | KERALA | PVT | REL | THERMAL | NAPT | DISL | [16 empty] | 27.9093 | 17542.5442 | 0.62856
23 | COCHIN CCGT | 3 | 1999-06-06 | 39 | SR | KERALA | PVT | REL | THERMAL | NAPT | DISL | [16 empty] | 24.1881 | 15203.5383 | 0.62856
23 | COCHIN CCGT | 4 | 1999-06-06 | 45 | SR | KERALA | PVT | REL | THERMAL | NAPT | DISL | [16 empty] | 27.9093 | 17542.5442 | 0.62856
24 | KASARGODE DG | 0 |  | 21.9 | SR | KERALA | PVT | RPG | THERMAL | DISL | n/a | 0 | 0 | 0 | 1 | 84.92 | 50952 | 0.6 | 1 | 142.82 | 85692 | 0.6 | 1 | 75.27 | 45162 | 0.6 | 1 | 15.1891 | 9113.46 | 0.6 | 1 |  | 7.6331 | 4579.89 | 0.6 | 1 |  | 23.16 | 13896 | 0.6 | 1
24 | KASARGODE DG | 1 | 1999-06-06 | 21.9 | SR | KERALA | PVT | RPG | THERMAL | DISL | n/a | [16 empty] | 15.1891 | 9113.46 | 0.6
25 | KAYAM KULAM GT | 0 |  | 350 | SR | KERALA | CENTER | NTPC | THERMAL | GAS | NAPT | 1886.65 | 830126 | 0.44 | 1 | 1291.07 | 568070.8 | 0.44 | 1 | 2058 | 2190994.684 | 1.0646 | 1 | 2054.46 | 1492997.4893 | 0.72671 | 1 | 601.885 | 264829.4 | 0.44 | 1 |  | 336 | 217399 | 0.64702 | 1 |  | 1108 | 650168 | 0.58679 | 1
25 | KAYAM KULAM GT | 1 | 1998-11-02 | 115.3 | SR | KERALA | CENTER | NTPC | THERMAL | GAS | NAPT | [16 empty] | 221.354 | 97395.76 | 0.44
25 | KAYAM KULAM GT | 2 | 1999-02-28 | 115.3 | SR | KERALA | CENTER | NTPC | THERMAL | GAS | NAPT | [16 empty] | 160.147 | 70464.68 | 0.44
25 | KAYAM KULAM GT | 3 | 1999-10-30 | 119.4 | SR | KERALA | CENTER | NTPC | THERMAL | GAS | NAPT | [16 empty] | 220.384 | 96968.96 | 0.44 |  | 1 | 122.996 | 79580.9744 | 0.64702
26 | ENNORE | 0 |  | 450 | SR | TAMIL NADU | STATE | TNEB | THERMAL | COAL | OIL | 638 | 1010388.4815 | 1.5837 | 1 | 970 | 1451469.4896 | 1.4964 | 1 | 1517 | 2104920.9124 | 1.3876 | 1 | 1087 | 1548180.8643 | 1.4243 | 1 | 1041 | 1498573.7708 | 1.4396 | 1 |  | 503 | 848909.3763 | 1.6877 | 1 |  | 1229.6766 | 1745578.6399 | 1.4195 | 1
26 | ENNORE | 1 | 1970-03-31 | 60 | SR | TAMIL NADU | STATE | TNEB | THERMAL | COAL | OIL | [26 empty] | 27.8268
26 | ENNORE | 2 | 1971-02-14 | 60 | SR | TAMIL NADU | STATE | TNEB | THERMAL | COAL | OIL | [26 empty] | 278.4376
26 | ENNORE | 3 | 1972-05-17 | 110 | SR | TAMIL NADU | STATE | TNEB | THERMAL | COAL | OIL | [26 empty] | 455.5422
26 | ENNORE | 4 | 1973-05-26 | 110 | SR | TAMIL NADU | STATE | TNEB | THERMAL | COAL | OIL
26 | ENNORE | 5 | 1975-12-02 | 110 | SR | TAMIL NADU | STATE | TNEB | THERMAL | COAL | OIL | [26 empty] | 467.87
27 | TUTICORIN | 0 |  | 1050 | SR | TAMIL NADU | STATE | TNEB | THERMAL | COAL | OIL | 7328.12 | 7497962.0215 | 1.0232 | 1 | 7485.54 | 7570162.0537 | 1.0113 | 1 | 7561.9 | 7642102.6016 | 1.0106 | 1 | 7452.47 | 7575088.6742 | 1.0165 | 1 | 7539.28 | 7717412.0316 | 1.0236 | 1 |  | 7056 | 7277375.053 | 1.0314 | 1 |  | 7445.992 | 7648442.5813 | 1.0272 | 1
27 | TUTICORIN | 1 | 1979-07-09 | 210 | SR | TAMIL NADU | STATE | TNEB | THERMAL | COAL | OIL
27 | TUTICORIN | 2 | 1980-12-17 | 210 | SR | TAMIL NADU | STATE | TNEB | THERMAL | COAL | OIL
27 | TUTICORIN | 3 | 1982-04-16 | 210 | SR | TAMIL NADU | STATE | TNEB | THERMAL | COAL | OIL
27 | TUTICORIN | 4 | 1992-02-11 | 210 | SR | TAMIL NADU | STATE | TNEB | THERMAL | COAL | OIL
27 | TUTICORIN | 5 | 1991-03-31 | 210 | SR | TAMIL NADU | STATE | TNEB | THERMAL | COAL | OIL
28 | METTUR | 0 |  | 840 | SR | TAMIL NADU | STATE | TNEB | THERMAL | COAL | OIL | 5902.071 | 5911914.5475 | 1.0017 | 1 | 5883.634 | 5907199.7663 | 1.004 | 1 | 6207.971 | 6196350.2745 | 0.99813 | 1 | 6207.727 | 6400345.9239 | 1.031 | 1 | 6127.976 | 6173062.9725 | 1.0074 | 1 |  | 5973 | 6277850.7584 | 1.051 | 1 |  | 6253.373 | 6520062.1629 | 1.0426 | 1
28 | METTUR | 1 | 1987-01-04 | 210 | SR | TAMIL NADU | STATE | TNEB | THERMAL | COAL | OIL
28 | METTUR | 2 | 1987-12-01 | 210 | SR | TAMIL NADU | STATE | TNEB | THERMAL | COAL | OIL
28 | METTUR | 3 | 1989-03-22 | 210 | SR | TAMIL NADU | STATE | TNEB | THERMAL | COAL | OIL
28 | METTUR | 4 | 1990-02-16 | 210 | SR | TAMIL NADU | STATE | TNEB | THERMAL | COAL | OIL
29 | NORTH CHENNAI | 0 |  | 630 | SR | TAMIL NADU | STATE | TNEB | THERMAL | COAL | OIL | 3949 | 4173478.5287 | 1.0568 | 1 | 4258.772 | 4491499.0407 | 1.0546 | 1 | 4001.211 | 4246065.3247 | 1.0612 | 1 | 3950.802 | 4102113.3107 | 1.0383 | 1 | 3560.264 | 3641017.8431 | 1.0227 | 1 |  | 3624 | 3723286.5274 | 1.0274 | 1 |  | 4467.5 | 4559656.6077 | 1.0206 | 1
29 | NORTH CHENNAI | 1 | 1994-10-25 | 210 | SR | TAMIL NADU | STATE | TNEB | THERMAL | COAL | OIL | [26 empty] | 1554.406
29 | NORTH CHENNAI | 2 | 1995-03-27 | 210 | SR | TAMIL NADU | STATE | TNEB | THERMAL | COAL | OIL | [26 empty] | 1531.374
29 | NORTH CHENNAI | 3 | 1996-02-24 | 210 | SR | TAMIL NADU | STATE | TNEB | THERMAL | COAL | OIL | [26 empty] | 1381.722
30 | BASIN BRIDGE GT | 0 |  | 120 | SR | TAMIL NADU | STATE | TNEB | THERMAL | NAPT | DISL | 157.874 | 153034.8552 | 0.96935 | 1 | 166.6555 | 166371.4578 | 0.9983 | 1 | 266.2435 | 267935.7825 | 1.0064 | 1 | 85.692 | 79493.5859 | 0.92767 | 1 | 39.2755 | 35601.9723 | 0.90647 | 1 |  | 37.7842 | 36181.2542 | 0.95758 | 1 |  | 56.24 | 50930.2801 | 0.90559 | 1
30 | BASIN BRIDGE GT | 1 | 1996-02-12 | 30 | SR | TAMIL NADU | STATE | TNEB | THERMAL | NAPT | DISL
30 | BASIN BRIDGE GT | 2 | 1996-02-25 | 30 | SR | TAMIL NADU | STATE | TNEB | THERMAL | NAPT | DISL
30 | BASIN BRIDGE GT | 3 | 1996-03-26 | 30 | SR | TAMIL NADU | STATE | TNEB | THERMAL | NAPT | DISL
30 | BASIN BRIDGE GT | 4 | 1996-03-31 | 30 | SR | TAMIL NADU | STATE | TNEB | THERMAL | NAPT | DISL
31 | VALUTHUR GT | 0 |  | 101 | SR | TAMIL NADU | STATE | TNEB | THERMAL | GAS | n/a | 0 | 0 | 0 | 1 | 0 | 0 | 0 | 1 | 116 | 58847.9434 | 0.50731 | 1 | 633 | 252568.1405 | 0.399 | 1 | 526 | 217095.2279 | 0.41273 | 1 |  | 658 | 272639.9864 | 0.41435 | 1 |  | 687 | 284502.8426 | 0.41412 | 1
31 | VALUTHUR GT | 1 | 2003-11-27 | 64 | SR | TAMIL NADU | STATE | TNEB | THERMAL | GAS | n/a | [16 empty] | 525.5287 | 216900.6981 | 0.41273 |  | 1 | 658 | 272639.9864 | 0.41435 |  | 1 | 435.3267 | 180279.029 | 0.41412 |  | 1
31 | VALUTHUR GT | 2 | 2004-03-24 | 37 | SR | TAMIL NADU | STATE | TNEB | THERMAL | GAS | n/a | [16 empty] | 525.5287 | 216900.6981 | 0.41273 |  | 1 | 658 | 272639.9864 | 0.41435 |  | 1 | 251.6733 | 104223.8136 | 0.41412 |  | 1
32 | KUTTALAM GT | 0 |  | 101 | SR | TAMIL NADU | STATE | TNEB | THERMAL | GAS | n/a | 0 | 0 | 0 | 1 | 0 | 0 | 0 | 1 | 0 | 0 | 0 | 1 | 102.18 | 62667.5535 | 0.61331 | 1 | 605.32 | 245657.022 | 0.40583 | 1 |  | 614 | 246997.1259 | 0.40228 | 1 |  | 426.83 | 174923.437 | 0.40982 | 1
32 | KUTTALAM GT | 1 | 2003-11-27 | 64 | SR | TAMIL NADU | STATE | TNEB | THERMAL | GAS | n/a | [16 empty] | 387.4048 | 157220.4941 | 0.40583 |  | 1 | 392.96 | 158078.1606 | 0.40228 |  | 1 | 270.4665 | 110842.5739 | 0.40982 |  | 1
32 | KUTTALAM GT | 2 | 2004-03-24 | 37 | SR | TAMIL NADU | STATE | TNEB | THERMAL | GAS | n/a | [16 empty] | 217.9152 | 88436.5279 | 0.40583 |  | 1 | 221.04 | 88918.9653 | 0.40228 |  | 1 | 156.3635 | 64080.8631 | 0.40982 |  | 1
33 | B. BRIDGE D.G | 0 |  | 200 | SR | TAMIL NADU | PVT | VASAVI | THERMAL | OIL | n/a | 1236.165 | 741699 | 0.6 | 1 | 1192.74 | 728449.0714 | 0.61074 | 1 | 1166.685 | 707037.5992 | 0.60602 | 1 | 957.28 | 587895.5836 | 0.61413 | 1 | 763 | 466421.3557 | 0.6113 | 1 |  | 745.47 | 480327.0397 | 0.64433 | 1 |  | 880.511 | 536465.3636 | 0.60927 | 1
33 | B. BRIDGE D.G | 1 | 1999-02-15 | 50 | SR | TAMIL NADU | PVT | VASAVI | THERMAL | OIL | n/a | [16 empty] | 771.035 | 471333.1455 | 0.6113
33 | B. BRIDGE D.G | 2 | 1999-02-15 | 50 | SR | TAMIL NADU | PVT | VASAVI | THERMAL | OIL | n/a | [17 empty] | 0 | 0.6113
33 | B. BRIDGE D.G | 3 | 1998-12-31 | 50 | SR | TAMIL NADU | PVT | VASAVI | THERMAL | OIL | n/a | [17 empty] | 0 | 0.6113
33 | B. BRIDGE D.G | 4 | 1998-12-31 | 50 | SR | TAMIL NADU | PVT | VASAVI | THERMAL | OIL | n/a | [17 empty] | 0 | 0.6113
34 | KOVILKALAPPAL | 0 |  | 107 | SR | TAMIL NADU | STATE | TNEB | THERMAL | GAS | n/a | 35 | 15400 | 0.44 | 1 | 658.886 | 276281.5223 | 0.41932 | 1 | 686 | 275995.1329 | 0.40233 | 1 | 679.89 | 278979.1529 | 0.41033 | 1 | 717.345 | 296584.4927 | 0.41345 | 1 |  | 534 | 256748.4678 | 0.4808 | 1 |  | 659.43 | 279534.3045 | 0.4239 | 1
34 | KOVILKALAPPAL | 1 | 2001-02-05 | 107 | SR | TAMIL NADU | STATE | TNEB | THERMAL | GAS | n/a | [16 empty] | 717.345 | 296584.4927 | 0.41345 |  | 1 | 534 | 256748.4678 | 0.4808 |  | 1 | 659.43 | 279534.3045 | 0.4239 |  | 1
35 | P.NALLUR CCGT | 0 |  | 330.5 | SR | TAMIL NADU | PVT | PPNPG | THERMAL | GAS | NAPT | 0 | 0 | 0 | 1 | 1015 | 556160.5247 | 0.54794 | 1 | 2103 | 926378.9263 | 0.4405 | 1 | 1293 | 520857.4121 | 0.40283 | 1 | 462 | 255334.4523 | 0.55267 | 1 |  | 423.5 | 235080.2993 | 0.55509 | 1 |  | 1083.03 | 565990.6269 | 0.5226 | 1
35 | P.NALLUR CCGT | 1 | 2001-02-22 | 330.5 | SR | TAMIL NADU | PVT | PPNPG | THERMAL | GAS | NAPT | [16 empty] | 462 | 255334.4523 | 0.55267 |  | 1 | 423.5 | 235080.2993 | 0.55509 |  | 1 | 1083.03 | 565990.6269 | 0.5226 |  | 1
36 | SAMALPATTI DG | 0 |  | 105.7 | SR | TAMIL NADU | PVT | SAMALPATI | THERMAL | OIL | n/a | 87.815 | 52689 | 0.6 | 1 | 631.11 | 405089.9762 | 0.64187 | 1 | 601.195 | 318729.8473 | 0.53016 | 1 | 441.97 | 300248.5905 | 0.67934 | 1 | 344.8234 | 225625.9585 | 0.65432 | 1 |  | 333 | 216572.823 | 0.65037 | 1 |  | 378.701 | 222718.6334 | 0.58811 | 1
36 | SAMALPATTI DG | 1 | 2001-03-01 | 105.7 | SR | TAMIL NADU | PVT | SAMALPATI | THERMAL | OIL | n/a | [16 empty] | 344.8234 | 225625.9585 | 0.65432 |  | 1 | 333 | 216572.823 | 0.65037 |  | 1 | 378.701 | 222718.6334 | 0.58811 |  | 1
37 | SAMAYANALLUR DG | 0 |  | 106 | SR | TAMIL NADU | PVT | MADURAI P | THERMAL | DISL | OIL | 0 | 0 | 0 | 1 | 241.25 | 144750 | 0.6 | 1 | 568.385 | 341031 | 0.6 | 1 | 338.715 | 179458.9122 | 0.52982 | 1 | 368.63 | 198154.7363 | 0.53754 | 1 |  | 328.39 | 218053.0752 | 0.66401 | 1 |  | 346.435 | 208129.5126 | 0.60078 | 1
37 | SAMAYANALLUR DG | 1 | 2001-09-22 | 106 | SR | TAMIL NADU | PVT | MADURAI P | THERMAL | DISL | OIL | [16 empty] | 368.63 | 198154.7363 | 0.53754 |  | 1 | 328.39 | 218053.0752 | 0.66401 |  | 1 | 346.435 | 208129.5126 | 0.60078 |  | 1
38 | KARUPPUR GT | 0 |  | 119.8 | SR | TAMIL NADU | PVT | ABAN | THERMAL | GAS | n/a | 0 | 0 | 0 | 1 | 0 | 0 | 0 | 1 | 0 | 0 | 0 | 1 | 0 | 0 | 0 | 1 | 0 | 397.4767 | 0 | 1 |  | 588 | 292006.6536 | 0.49661 | 1 |  | 816.9 | 352110.7918 | 0.43103 | 1
38 | KARUPPUR GT | 1 | 2005-08-11 | 70 | SR | TAMIL NADU | PVT | ABAN | THERMAL | GAS | n/a | [20 empty] | CDM #0999 | 390.7439 | 194047.3156 | 0.49661 |  | CDM #0999 | 477.3205 | 205740.8633 | 0.43103 |  | CDM #0999
38 | KARUPPUR GT | 2 | 2005-07-15 | 49.8 | SR | TAMIL NADU | PVT | ABAN | THERMAL | GAS | n/a | [20 empty] | CDM #0999 | 197.2561 | 97959.338 | 0.49661 |  | CDM #0999 | 339.5795 | 146369.9285 | 0.43103 |  | CDM #0999
39 | NEYVELI ST I | 0 |  | 600 | SR | TAMIL NADU | CENTER | NLC | THERMAL | LIGN | OIL | 3710 | 7005071.5786 | 1.8882 | 1 | 3695.41 | 6939080.7798 | 1.8778 | 1 | 3871.827 | 7210323.6467 | 1.8623 | 1 | 3893.671 | 7275046.8692 | 1.8684 | 1 | 3772.884 | 7151688.367 | 1.8955 | 1 |  | 3591 | 6681060.7316 | 1.8605 | 1 |  | 3528.427 | 6561610.1918 | 1.8596 | 1
39 | NEYVELI ST I | 1 | 1962-05-23 | 50 | SR | TAMIL NADU | CENTER | NLC | THERMAL | LIGN | OIL
39 | NEYVELI ST I | 2 | 1963-01-23 | 50 | SR | TAMIL NADU | CENTER | NLC | THERMAL | LIGN | OIL
39 | NEYVELI ST I | 3 | 1963-06-11 | 50 | SR | TAMIL NADU | CENTER | NLC | THERMAL | LIGN | OIL
39 | NEYVELI ST I | 4 | 1963-10-27 | 50 | SR | TAMIL NADU | CENTER | NLC | THERMAL | LIGN | OIL
39 | NEYVELI ST I | 5 | 1964-04-29 | 50 | SR | TAMIL NADU | CENTER | NLC | THERMAL | LIGN | OIL
39 | NEYVELI ST I | 6 | 1965-08-24 | 50 | SR | TAMIL NADU | CENTER | NLC | THERMAL | LIGN | OIL
39 | NEYVELI ST I | 7 | 1967-03-28 | 100 | SR | TAMIL NADU | CENTER | NLC | THERMAL | LIGN | OIL
39 | NEYVELI ST I | 8 | 1969-02-12 | 100 | SR | TAMIL NADU | CENTER | NLC | THERMAL | LIGN | OIL
39 | NEYVELI ST I | 9 | 1970-02-21 | 100 | SR | TAMIL NADU | CENTER | NLC | THERMAL | LIGN | OIL
40 | NEYVELI ST II | 0 |  | 1470 | SR | TAMIL NADU | CENTER | NLC | THERMAL | LIGN | OIL | 9498 | 12891414.7971 | 1.3573 | 1 | 9303.907 | 12688157.8955 | 1.3637 | 1 | 9488.183 | 12976325.1846 | 1.3676 | 1 | 9052.377 | 12351800.9468 | 1.3645 | 1 | 8343.723 | 11159765.3336 | 1.3375 | 1 |  | 8282 | 11098967.5521 | 1.3401 | 1 |  | 7717.623 | 10378499.7574 | 1.3448 | 1
40 | NEYVELI ST II | 1 | 1988-01-17 | 210 | SR | TAMIL NADU | CENTER | NLC | THERMAL | LIGN | OIL
40 | NEYVELI ST II | 2 | 1987-02-06 | 210 | SR | TAMIL NADU | CENTER | NLC | THERMAL | LIGN | OIL
40 | NEYVELI ST II | 3 | 1986-03-29 | 210 | SR | TAMIL NADU | CENTER | NLC | THERMAL | LIGN | OIL
40 | NEYVELI ST II | 4 | 1991-03-30 | 210 | SR | TAMIL NADU | CENTER | NLC | THERMAL | LIGN | OIL
40 | NEYVELI ST II | 5 | 1991-12-30 | 210 | SR | TAMIL NADU | CENTER | NLC | THERMAL | LIGN | OIL
40 | NEYVELI ST II | 6 | 1992-10-30 | 210 | SR | TAMIL NADU | CENTER | NLC | THERMAL | LIGN | OIL
40 | NEYVELI ST II | 7 | 1993-06-19 | 210 | SR | TAMIL NADU | CENTER | NLC | THERMAL | LIGN | OIL
41 | NEYVELI FST EXT | 0 |  | 420 | SR | TAMIL NADU | CENTER | NLC | THERMAL | LIGN | OIL | 0 | 0 | 0 | 1 | 0 | 0 | 0 | 1 | 0 | 0 | 0 | 1 | 1877.083 | 2307116.0868 | 1.2291 | 1 | 2944.835 | 3869996.4581 | 1.3142 | 1 |  | 2803 | 3586288.8907 | 1.2794 | 1 |  | 2989.177 | 3775936.2072 | 1.2632 | 1
41 | NEYVELI FST EXT | 1 | 2002-10-21 | 210 | SR | TAMIL NADU | CENTER | NLC | THERMAL | LIGN | OIL | [16 empty] | 1500.3482 | 1971703.7569 | 1.3142 |  | 1 | 1398.0167 | 1788687.7658 | 1.2794 |  | 1 | 1453.3276 | 1835847.2637 | 1.2632 |  | 1
41 | NEYVELI FST EXT | 2 | 2003-07-22 | 210 | SR | TAMIL NADU | CENTER | NLC | THERMAL | LIGN | OIL | [16 empty] | 1444.2694 | 1898007.0457 | 1.3142 |  | 1 | 1405.2743 | 1797973.4846 | 1.2794 |  | 1 | 1535.8494 | 1940088.9435 | 1.2632 |  | 1
42 | NEYVELI TPS(Z) | 0 |  | 250 | SR | TAMIL NADU | PVT | NLC | THERMAL | LIGN | OIL | 0 | 0 | 0 | 1 | 0 | 0 | 0 | 1 | 320.9495 | 477789.5038 | 1.4887 | 1 | 1405.13 | 1974189.0292 | 1.405 | 1 | 1246.299 | 1640936.9752 | 1.3166 | 1 |  | 1347.07 | 1730851.0953 | 1.2849 | 1 |  | 1697.334 | 2071633.5639 | 1.2205 | 1
42 | NEYVELI TPS(Z) | 1 | 2002-10-11 | 250 | SR | TAMIL NADU | PVT | TNEB | THERMAL | LIGN | OIL | [16 empty] | 1219.5 | 1605652.1278 | 1.3166 |  | 1 | 1347.07 | 1730851.0953 | 1.2849 |  | 1 | 1697.334 | 2071633.5639 | 1.2205 |  | 1
43 | M.A.P.P. | 0 |  | 440 | SR | TAMIL NADU | CENTER | NPC | NUCLEAR | NUCLEAR |  | 2249.135 | 0 | 0 |  | 1970 | 0 | 0 |  | 1970.79 | 0 | 0 |  | 1300 | 0 | 0 |  | 1300 | 0 | 0 |  |  | 1648 | 0 | 0 |  |  | 2335 | 0 | 0
43 | M.A.P.P. | 1 | 1983-07-23 | 220 | SR | TAMIL NADU | CENTER | NPC | NUCLEAR | NUCLEAR | [14 empty] | 0 | 0 | [11 empty] | 1230.7285
43 | M.A.P.P. | 2 | 1985-09-20 | 220 | SR | TAMIL NADU | CENTER | NPC | NUCLEAR | NUCLEAR | [14 empty] | 0 | 0 | [11 empty] | 1104.2715
44 | KARAIKAL | 0 |  | 32.5 | SR | PONDICHERY | STATE | PPCL | THERMAL | GAS | n/a | 221.44 | 120233.9309 | 0.54296 | 1 | 236.13 | 126881.2057 | 0.53734 | 1 | 249.74 | 127996.759 | 0.51252 | 1 | 260.36 | 132607.5633 | 0.50932 | 1 | 259.86 | 132241.0989 | 0.50889 | 1 |  | 243 | 126638.9016 | 0.52115 | 1 |  | 254.64 | 132024.0209 | 0.51847 | 1
44 | KARAIKAL | 1 | 1999-07-02 | 32.5 | SR | PONDICHERY | STATE | PPCL | THERMAL | GAS | n/a | [16 empty] | 259.4731 | 132044.2329 | 0.50889
45 | NELLORE | 0 |  | 30 | SR | ANDHRA PRADESH | STATE | APGENCO | THERMAL | COAL | OIL | 164 | 258822.0676 | 1.5782 | 1 | 144 | 246195.256 | 1.7097 | 1 | 137 | 224364.997 | 1.6377 | 1 | 133 | 211670.0892 | 1.5915 | 1 | 140 | 214565.5921 | 1.5326 | 1 |  | 6.12 | 11941.3389 | 1.9512 | 1 |  | 0 | 0 | 0 | 1
45 | NELLORE | 1 | 1965-04-22 | 30 | SR | ANDHRA PRADESH | STATE | APGENCO | THERMAL | COAL | OIL
46 | NARIMAN GT | 0 |  | 10 | SR | TAMIL NADU | STATE | TNEB | THERMAL | GAS | n/a | 15.52 | 10553.6 | 0.68 | 1 | 0 | 0 | 0 | 1 | 26.19 | 17809.2 | 0.68 | 1 | 0 | 0 | 0 | 1 | 0 | 0 | 0 | 1 |  | 0 | 0 | 0 | 1 |  | 0 | 0 | 0 | 1
46 | NARIMAN GT | 1 | 1992-01-14 | 5 | SR | TAMIL NADU | STATE | TNEB | THERMAL | GAS | n/a
46 | NARIMAN GT | 2 | 1992-01-18 | 5 | SR | TAMIL NADU | STATE | TNEB | THERMAL | GAS | n/a
47 | MACHKUND | 0 |  | 114.75 | SR | ANDHRA PRADESH | STATE | APGENCO | HYDRO |  |  | 665.655 | 0 | 0 |  | 725.355 | 0 | 0 |  | 576.105 | 0 | 0 |  | 526.355 | 0 | 0 |  | 894.505 | 0 | 0 |  |  | 624.9993 | 0 | 0 |  |  | 818.9347 | 0 | 0
47 | MACHKUND | 1 | 1955-08-14 | 17 | SR | ANDHRA PRADESH | STATE | APGENCO | HYDRO
47 | MACHKUND | 2 | 1955-12-12 | 17 | SR | ANDHRA PRADESH | STATE | APGENCO | HYDRO
47 | MACHKUND | 3 | 1956-06-26 | 17 | SR | ANDHRA PRADESH | STATE | APGENCO | HYDRO
47 | MACHKUND | 4 | 1959-01-15 | 21.25 | SR | ANDHRA PRADESH | STATE | APGENCO | HYDRO
47 | MACHKUND | 5 | 1959-08-07 | 21.25 | SR | ANDHRA PRADESH | STATE | APGENCO | HYDRO
47 | MACHKUND | 6 | 1959-08-08 | 21.25 | SR | ANDHRA PRADESH | STATE | APGENCO | HYDRO
48 | UPPER SILERU I&II | 0 |  | 240 | SR | ANDHRA PRADESH | STATE | APGENCO | HYDRO |  |  | 435.81 | 0 | 0 |  | 446.755 | 0 | 0 |  | 243.775 | 0 | 0 |  | 398.995 | 0 | 0 |  | 541.28 | 0 | 0 |  |  | 470.5952 | 0 | 0 |  |  | 597.0796 | 0 | 0
48 | UPPER SILERU-I | 1 | 1967-10-14 | 60 | SR | ANDHRA PRADESH | STATE | APGENCO | HYDRO
48 | UPPER SILERU-I | 2 | 1968-03-31 | 60 | SR | ANDHRA PRADESH | STATE | APGENCO | HYDRO
48 | UPPER SILERU-II | 3 | 1994-08-20 | 60 | SR | ANDHRA PRADESH | STATE | APGENCO | HYDRO
48 | UPPER SILERU-II | 4 | 1995-03-21 | 60 | SR | ANDHRA PRADESH | STATE | APGENCO | HYDRO
49 | LOWER SILERU | 0 |  | 460 | SR | ANDHRA PRADESH | STATE | APGENCO | HYDRO |  |  | 1306.435 | 0 | 0 |  | 1052.71 | 0 | 0 |  | 611.925 | 0 | 0 |  | 972.115 | 0 | 0 |  | 1165.145 | 0 | 0 |  |  | 1031.8747 | 0 | 0 |  |  | 1329.6085 | 0 | 0
49 | LOWER SILERU | 1 | 1976-03-24 | 115 | SR | ANDHRA PRADESH | STATE | APGENCO | HYDRO
49 | LOWER SILERU | 2 | 1976-10-07 | 115 | SR | ANDHRA PRADESH | STATE | APGENCO | HYDRO
49 | LOWER SILERU | 3 | 1977-11-08 | 115 | SR | ANDHRA PRADESH | STATE | APGENCO | HYDRO
49 | LOWER SILERU | 4 | 1978-06-13 | 115 | SR | ANDHRA PRADESH | STATE | APGENCO | HYDRO
50 | NAGARJUNA SAGAR | 0 |  | 815.6 | SR | ANDHRA PRADESH | STATE | APGENCO | HYDRO |  |  | 1517.375 | 0 | 0 |  | 1063.655 | 0 | 0 |  | 863.66 | 0 | 0 |  | 367.155 | 0 | 0 |  | 501.48 | 0 | 0 |  |  | 1552.3592 | 0 | 0 |  |  | 1807.4871 | 0 | 0
50 | NAGARJUNA SAGAR | 1 | 1978-03-10 | 110 | SR | ANDHRA PRADESH | STATE | APGENCO | HYDRO
50 | NAGARJUNA SAGAR | 2 | 1980-04-08 | 100.8 | SR | ANDHRA PRADESH | STATE | APGENCO | HYDRO
50 | NAGARJUNA SAGAR | 3 | 1981-01-11 | 100.8 | SR | ANDHRA PRADESH | STATE | APGENCO | HYDRO
50 | NAGARJUNA SAGAR | 4 | 1982-06-22 | 100.8 | SR | ANDHRA PRADESH | STATE | APGENCO | HYDRO
50 | NAGARJUNA SAGAR | 5 | 1983-04-08 | 100.8 | SR | ANDHRA PRADESH | STATE | APGENCO | HYDRO
50 | NAGARJUNA SAGAR | 6 | 1984-10-26 | 100.8 | SR | ANDHRA PRADESH | STATE | APGENCO | HYDRO
50 | NAGARJUNA SAGAR | 7 | 1985-03-31 | 100.8 | SR | ANDHRA PRADESH | STATE | APGENCO | HYDRO
50 | NAGARJUNA SAGAR | 8 | 1985-12-24 | 100.8 | SR | ANDHRA PRADESH | STATE | APGENCO | HYDRO
51 | N_SAGAR RBC & EXTN. | 0 |  | 90 | SR | ANDHRA PRADESH | STATE | APGENCO | HYDRO |  |  | 42.785 | 0 | 0 |  | 60.695 | 0 | 0 |  | 0 | 0 | 0 |  | 0 | 0 | 0 |  | 47.76 | 0 | 0 |  |  | 272.5703 | 0 | 0 |  |  | 282.9681 | 0 | 0
51 | N_SAGAR RBC | 1 | 1983-02-24 | 30 | SR | ANDHRA PRADESH | STATE | APGENCO | HYDRO
51 | N_SAGAR RBC | 2 | 1983-09-20 | 30 | SR | ANDHRA PRADESH | STATE | APGENCO | HYDRO
51 | N_SAGAR RBC EXTN. | 3 | 1990-09-10 | 30 | SR | ANDHRA PRADESH | STATE | APGENCO | HYDRO
52 | N_SAGAR LBC | 0 |  | 60 | SR | ANDHRA PRADESH | STATE | APGENCO | HYDRO |  |  | 16.915 | 0 | 0 |  | 22.885 | 0 | 0 |  | 0 | 0 | 0 |  | 0 | 0 | 0 |  | 4.975 | 0 | 0 |  |  | 120.3651 | 0 | 0 |  |  | 153.7971 | 0 | 0
52 | N_SAGAR LBC | 1 | 1992-09-27 | 30 | SR | ANDHRA PRADESH | STATE | APGENCO | HYDRO
52 | N_SAGAR LBC | 2 | 1992-03-27 | 30 | SR | ANDHRA PRADESH | STATE | APGENCO | HYDRO
53 | DONKARAYI | 0 |  | 25 | SR | ANDHRA PRADESH | STATE | APGENCO | HYDRO |  |  | 140.295 | 0 | 0 |  | 82.585 | 0 | 0 |  | 40.795 | 0 | 0 |  | 110.445 | 0 | 0 |  | 132.335 | 0 | 0 |  |  | 114.1364 | 0 | 0 |  |  | 126.7232 | 0 | 0
53 | DONKARAYI | 1 | 1983-10-04 | 25 | SR | ANDHRA PRADESH | STATE | APGENCO | HYDRO
54 | SRISAILAM | 0 |  | 770 | SR | ANDHRA PRADESH | STATE | APGENCO | HYDRO |  |  | 3020.82 | 0 | 0 |  | 1933.285 | 0 | 0 |  | 534.315 | 0 | 0 |  | 307.455 | 0 | 0 |  | 935.3 | 0 | 0 |  |  | 1482.8087 | 0 | 0 |  |  | 1741.2401 | 0 | 0
54 | SRISAILAM | 1 | 1982-08-30 | 110 | SR | ANDHRA PRADESH | STATE | APGENCO | HYDRO
54 | SRISAILAM | 2 | 1982-12-14 | 110 | SR | ANDHRA PRADESH | STATE | APGENCO | HYDRO
54 | SRISAILAM | 3 | 1983-11-19 | 110 | SR | ANDHRA PRADESH | STATE | APGENCO | HYDRO
54 | SRISAILAM | 4 | 1984-08-27 | 110 | SR | ANDHRA PRADESH | STATE | APGENCO | HYDRO
54 | SRISAILAM | 5 | 1986-04-07 | 110 | SR | ANDHRA PRADESH | STATE | APGENCO | HYDRO
54 | SRISAILAM | 6 | 1986-10-30 | 110 | SR | ANDHRA PRADESH | STATE | APGENCO | HYDRO
54 | SRISAILAM | 7 | 1987-03-15 | 110 | SR | ANDHRA PRADESH | STATE | APGENCO | HYDRO
55 | T.B. DAM | 0 |  | 72 | SR | ANDHRA PRADESH | STATE | APGENCO | HYDRO |  |  | 223.875 | 0 | 0 |  | 164.175 | 0 | 0 |  | 118.405 | 0 | 0 |  | 101.49 | 0 | 0 |  | 148.255 | 0 | 0 |  |  | 166.8018 | 0 | 0 |  |  | 239.3273 | 0 | 0
55 | T.B. DAM | 1 | 1957-03-30 | 9 | SR | ANDHRA PRADESH | STATE | APGENCO | HYDRO
55 | T.B. DAM | 2 | 1957-05-01 | 9 | SR | ANDHRA PRADESH | STATE | APGENCO | HYDRO
55 | T.B. DAM | 3 | 1964-02-19 | 9 | SR | ANDHRA PRADESH | STATE | APGENCO | HYDRO
55 | T.B. DAM | 4 | 1964-06-17 | 9 | SR | ANDHRA PRADESH | STATE | APGENCO | HYDRO
56 | POCHAMPAD | 0 |  | 27 | SR | ANDHRA PRADESH | STATE | APGENCO | HYDRO |  |  | 126.365 | 0 | 0 |  | 103.48 | 0 | 0 |  | 80.595 | 0 | 0 |  | 63.68 | 0 | 0 |  | 0 | 0 | 0 |  |  | 111.2609 | 0 | 0 |  |  | 101.4999 | 0 | 0
56 | POCHAMPAD | 1 | 1987-07-12 | 9 | SR | ANDHRA PRADESH | STATE | APGENCO | HYDRO
56 | POCHAMPAD | 2 | 1987-10-17 | 9 | SR | ANDHRA PRADESH | STATE | APGENCO | HYDRO
56 | POCHAMPAD | 3 | 1988-07-24 | 9 | SR | ANDHRA PRADESH | STATE | APGENCO | HYDRO
57 | NIZAM SAGAR | 0 |  | 10 | SR | ANDHRA PRADESH | STATE | APGENCO | HYDRO |  |  | 28.855 | 0 | 0 |  | 2.985 | 0 | 0 |  | 0 | 0 | 0 |  | 5.97 | 0 | 0 |  | 0 | 0 | 0 |  |  | 9.5918 | 0 | 0 |  |  | 25.4422 | 0 | 0
57 | NIZAM SAGAR | 1 | 1956-03-30 | 5 | SR | ANDHRA PRADESH | STATE | APGENCO | HYDRO
57 | NIZAM SAGAR | 2 | 1956-03-31 | 5 | SR | ANDHRA PRADESH | STATE | APGENCO | HYDRO
58 | PENNA AHOBELAM | 0 |  | 20 | SR | ANDHRA PRADESH | STATE | APGENCO | HYDRO |  |  | 65.67 | 0 | 0 |  | 13.93 | 0 | 0 |  | 0 | 0 | 0 |  | 0 | 0 | 0 |  | 0 | 0 | 0 |  |  | 9.8306 | 0 | 0 |  |  | 13.5419 | 0 | 0
58 | PENNA AHOBELAM | 1 | 1994-01-10 | 10 | SR | ANDHRA PRADESH | STATE | APGENCO | HYDRO
58 | PENNA AHOBELAM | 2 | 1994-01-23 | 10 | SR | ANDHRA PRADESH | STATE | APGENCO | HYDRO
59 | SINGUR | 0 |  | 15 | SR | ANDHRA PRADESH | STATE | APGENCO | HYDRO |  |  | 87.56 | 0 | 0 |  | 3.98 | 0 | 0 |  | 6.965 | 0 | 0 |  | 5.97 | 0 | 0 |  | 0.995 | 0 | 0 |  |  | 8.8853 | 0 | 0 |  |  | 10.8654 | 0 | 0
59 | SINGUR | 1 | 1999-12-06 | 7.5 | SR | ANDHRA PRADESH | STATE | APGENCO | HYDRO | [18 empty] | 0.4975 | 0 | 0 |  | 1 | 4.4427 |  |  |  |  | 5.4327 | 0 | 0
59 | SINGUR | 2 | 2000-03-31 | 7.5 | SR | ANDHRA PRADESH | STATE | APGENCO | HYDRO | [18 empty] | 0.4975 | 0 | 0 |  | 1 | 4.4427 |  |  |  |  | 5.4327 | 0 | 0 |  | 1
60 | SRISAILAM LBPH | 0 |  | 900 | SR | ANDHRA PRADESH | STATE | APGENCO | HYDRO |  |  | 0 | 0 | 0 |  | 379.095 | 0 | 0 |  | 555.21 | 0 | 0 |  | 326.36 | 0 | 0 |  | 1403.945 | 0 | 0 |  |  | 2221.7355 | 0 | 0 |  |  | 2500.3952 | 0 | 0
60 | SRISAILAM LBPH | 1 | 2001-03-30 | 150 | SR | ANDHRA PRADESH | STATE | APGENCO | HYDRO | [18 empty] | 233.9908 | 0 | 0 |  | 1 | 370.2892 | 0 | 0 |  | 1 | 416.7325 | 0 | 0 |  | 1
60 | SRISAILAM LBPH | 2 | 2001-11-12 | 150 | SR | ANDHRA PRADESH | STATE | APGENCO | HYDRO | [18 empty] | 233.9908 | 0 | 0 |  | 1 | 370.2892 | 0 | 0 |  | 1 | 416.7325 | 0 | 0 |  | 1
60 | SRISAILAM LBPH | 3 | 2002-03-29 | 150 | SR | ANDHRA PRADESH | STATE | APGENCO | HYDRO | [18 empty] | 233.9908 | 0 | 0 |  | 1 | 370.2892 | 0 | 0 |  | 1 | 416.7325 | 0 | 0 |  | 1
60 | SRISAILAM LBPH | 4 | 2002-11-29 | 150 | SR | ANDHRA PRADESH | STATE | APGENCO | HYDRO | [18 empty] | 233.9908 | 0 | 0 |  | 1 | 370.2892 | 0 | 0 |  | 1 | 416.7325 | 0 | 0 |  | 1
60 | SRISAILAM LBPH | 5 | 2002-03-28 | 150 | SR | ANDHRA PRADESH | STATE | APGENCO | HYDRO | [18 empty] | 233.9908 | 0 | 0 |  | 1 | 370.2892 | 0 | 0 |  | 1 | 416.7325 | 0 | 0 |  | 1
60 | SRISAILAM LBPH | 6 | 2003-09-04 | 150 | SR | ANDHRA PRADESH | STATE | APGENCO | HYDRO | [18 empty] | 233.9908 | 0 | 0 |  | 1 | 370.2892 | 0 | 0 |  | 1 | 416.7325 | 0 | 0 |  | 1
61 | SHARAVATHY | 0 |  | 1006.2 | SR | KARNATAKA | STATE | KPCL | HYDRO |  |  | 5206.835 | 0 | 0 |  | 4194.92 | 0 | 0 |  | 2935.25 | 0 | 0 |  | 3299.42 | 0 | 0 |  | 3835.725 | 0 | 0 |  |  | 4841.3218 | 0 | 0 |  |  | 5625.332 | 0 | 0
61 | SHARAVATHY | 1 | 1967-10-16 | 103.5 | SR | KARNATAKA | STATE | KPCL | HYDRO
61 | SHARAVATHY | 2 | 1967-10-09 | 103.5 | SR | KARNATAKA | STATE | KPCL | HYDRO
61 | SHARAVATHY | 3 | 1968-04-16 | 103.5 | SR | KARNATAKA | STATE | KPCL | HYDRO
61 | SHARAVATHY | 4 | 1968-06-08 | 103.5 | SR | KARNATAKA | STATE | KPCL | HYDRO
61 | SHARAVATHY | 5 | 1968-05-04 | 103.5 | SR | KARNATAKA | STATE | KPCL | HYDRO
61 | SHARAVATHY | 6 | 1971-04-16 | 103.5 | SR | KARNATAKA | STATE | KPCL | HYDRO
61 | SHARAVATHY | 7 | 1976-08-27 | 103.5 | SR | KARNATAKA | STATE | KPCL | HYDRO
61 | SHARAVATHY | 8 | 1977-04-09 | 103.5 | SR | KARNATAKA | STATE | KPCL | HYDRO
61 | SHARAVATHY | 9 | 1964-11-14 | 89.1 | SR | KARNATAKA | STATE | KPCL | HYDRO
61 | SHARAVATHY | 10 | 1965-04-22 | 89.1 | SR | KARNATAKA | STATE | KPCL | HYDRO
62 | KALINADI | 0 |  | 855 | SR | KARNATAKA | STATE | KPCL | HYDRO |  |  | 2554.165 | 0 | 0 |  | 2410.885 | 0 | 0 |  | 1802.94 | 0 | 0 |  | 1709.41 | 0 | 0 |  | 1712.395 | 0 | 0 |  |  | 2151.1004 | 0 | 0 |  |  | 3959.7418 | 0 | 0
62 | KALINADI | 1 | 1979-12-22 | 135 | SR | KARNATAKA | STATE | KPCL | HYDRO
62 | KALINADI | 2 | 1980-09-06 | 135 | SR | KARNATAKA | STATE | KPCL | HYDRO
62 | KALINADI | 3 | 1981-09-07 | 135 | SR | KARNATAKA | STATE | KPCL | HYDRO
62 | KALINADI | 4 | 1982-03-15 | 150 | SR | KARNATAKA | STATE | KPCL | HYDRO
62 | KALINADI | 5 | 1983-03-30 | 150 | SR | KARNATAKA | STATE | KPCL | HYDRO
62 | KALINADI | 6 | 1984-03-25 | 150 | SR | KARNATAKA | STATE | KPCL | HYDRO
63 | KALINADI SUPA | 0 |  | 100 | SR | KARNATAKA | STATE | KPCL | HYDRO |  |  | 422.875 | 0 | 0 |  | 395.015 | 0 | 0 |  | 255.715 | 0 | 0 |  | 239.795 | 0 | 0 |  | 292.53 | 0 | 0 |  |  | 355.8419 | 0 | 0 |  |  | 614.7807 | 0 | 0
63 | KALINADI SUPA | 1 | 1985-08-30 | 50 | SR | KARNATAKA | STATE | KPCL | HYDRO
63 | KALINADI SUPA | 2 | 1985-11-09 | 50 | SR | KARNATAKA | STATE | KPCL | HYDRO
64 | LIGANAMAKKI | 0 |  | 55 | SR | KARNATAKA | STATE | KPCL | HYDRO |  |  | 273.625 | 0 | 0 |  | 176.115 | 0 | 0 |  | 110.445 | 0 | 0 |  | 119.4 | 0 | 0 |  | 193.03 | 0 | 0 |  |  | 274.3116 | 0 | 0 |  |  | 323.4248 | 0 | 0
64 | LIGANAMAKKI | 1 | 1979-07-08 | 27.5 | SR | KARNATAKA | STATE | KPCL | HYDRO
64 | LIGANAMAKKI | 2 | 1980-03-15 | 27.5 | SR | KARNATAKA | STATE | KPCL | HYDRO
65 | VARAHI | 0 |  | 230 | SR | KARNATAKA | STATE | KPCL | HYDRO |  |  | 1094.5 | 0 | 0 |  | 896.495 | 0 | 0 |  | 839.78 | 0 | 0 |  | 717.395 | 0 | 0 |  | 968.135 | 0 | 0 |  |  | 966.9808 | 0 | 0 |  |  | 1155.9512 | 0 | 0
65 | VARAHI | 1 | 1989-08-12 | 115 | SR | KARNATAKA | STATE | KPCL | HYDRO
65 | VARAHI | 2 | 1990-11-12 | 115 | SR | KARNATAKA | STATE | KPCL | HYDRO
66 | BHADRA | 0 |  | 39.2 | SR | KARNATAKA | STATE | KPCL | HYDRO |  |  | 107.46 | 0 | 0 |  | 40.795 | 0 | 0 |  | 17.91 | 0 | 0 |  | 10.945 | 0 | 0 |  | 42.785 | 0 | 0 |  |  | 75.6499 | 0 | 0 |  |  | 87.8486 | 0 | 0
66 | BHADRA (L) | 1 | 1962-11-28 | 2 | SR | KARNATAKA | STATE | KPCL | HYDRO
66 | BHADRA (L) | 2 | 1963-06-21 | 12 | SR | KARNATAKA | STATE | KPCL | HYDRO
66 | BHADRA (L) | 3 | 1963-04-09 | 12 | SR | KARNATAKA | STATE | KPCL | HYDRO
66 | BHADRA ( R) | 4 | 1963-12-11 | 7.2 | SR | KARNATAKA | STATE | KPCL | HYDRO
66 | BHADRA (RBC) | 5 | 1998-03-29 | 6 | SR | KARNATAKA | STATE | KPCL | HYDRO
67 | GHAT PRABHA | 0 |  | 32 | SR | KARNATAKA | STATE | KPCL | HYDRO |  |  | 85.57 | 0 | 0 |  | 72.635 | 0 | 0 |  | 58.705 | 0 | 0 |  | 61.69 | 0 | 0 |  | 95.52 | 0 | 0 |  |  | 121.8875 | 0 | 0 |  |  | 112.1067 | 0 | 0
67 | GHAT PRABHA | 1 | 1992-10-08 | 16 | SR | KARNATAKA | STATE | KPCL | HYDRO
67 | GHAT PRABHA | 2 | 1992-12-16 | 16 | SR | KARNATAKA | STATE | KPCL | HYDRO
68 | MANI DPH | 0 |  | 9 | SR | KARNATAKA | STATE | KPCL | HYDRO |  |  | 24.875 | 0 | 0 |  | 20.895 | 0 | 0 |  | 17.91 | 0 | 0 |  | 10.945 | 0 | 0 |  | 21.89 | 0 | 0 |  |  | 20.5368 | 0 | 0 |  |  | 33.0042 | 0 | 0
68 | MANI DPH | 1 | 1993-03-29 | 4.5 | SR | KARNATAKA | STATE | KPCL | HYDRO
68 | MANI DPH | 2 | 1993-04-02 | 4.5 | SR | KARNATAKA | STATE | KPCL | HYDRO
69 | MALLARPUR | 0 |  | 9 | SR | KARNATAKA | STATE | KPCL | HYDRO |  |  | 24.875 | 0 | 0 |  | 7.96 | 0 | 0 |  | 0.995 | 0 | 0 |  | 0 | 0 | 0 |  | 0 | 0 | 0 |  |  | 0 | 0 | 0 |  |  | 0 | 0 | 0
69 | MALLARPUR | 1 | 1993-11-19 | 4.5 | SR | KARNATAKA | STATE | KPCL | HYDRO
69 | MALLARPUR | 2 | 1994-03-31 | 4.5 | SR | KARNATAKA | STATE | KPCL | HYDRO
70 | SHARAVATHY TAIL RACE (Gerusupa) | 0 |  | 240 | SR | KARNATAKA | STATE | KPCL | HYDRO |  |  | 41.79 | 0 | 0 |  | 410.935 | 0 | 0 |  | 295.515 | 0 | 0 |  | 356.21 | 0 | 0 |  | 434.815 | 0 | 0 |  |  | 554.215 | 0 | 0 |  |  | 628.2928 | 0 | 0
70 | SHARAVATHY TAIL RACE | 1 | 2001-02-20 | 60 | SR | KARNATAKA | STATE | KPCL | HYDRO | [18 empty] | 108.7037 | 0 | 0 |  | 1 | 138.5538 | 0 | 0 |  | 1 | 157.0732 | 0 | 0 |  | 1
70 | SHARAVATHY TAIL RACE | 2 | 2001-05-15 | 60 | SR | KARNATAKA | STATE | KPCL | HYDRO | [18 empty] | 108.7037 | 0 | 0 |  | 1 | 138.5538 | 0 | 0 |  | 1 | 157.0732 | 0 | 0 |  | 1
70 | SHARAVATHY TAIL RACE | 3 | 2001-11-01 | 60 | SR | KARNATAKA | STATE | KPCL | HYDRO | [18 empty] | 108.7037 | 0 | 0 |  | 1 | 138.5538 | 0 | 0 |  | 1 | 157.0732 | 0 | 0 |  | 1
70 | SHARAVATHY TAIL RACE | 4 | 2002-03-30 | 60 | SR | KARNATAKA | STATE | KPCL | HYDRO | [18 empty] | 108.7037 | 0 | 0 |  | 1 | 138.5538 | 0 | 0 |  | 1 | 157.0732 | 0 | 0 |  | 1
71 | KADRA | 0 |  | 150 | SR | KARNATAKA | STATE | KPCL | HYDRO |  |  | 343.275 | 0 | 0 |  | 290.54 | 0 | 0 |  | 236.81 | 0 | 0 |  | 221.885 | 0 | 0 |  | 230.84 | 0 | 0 |  |  | 344.2302 | 0 | 0 |  |  | 514.2857 | 0 | 0
71 | KADRA | 1 | 1997-06-02 | 50 | SR | KARNATAKA | STATE | KPCL | HYDRO
71 | KADRA | 2 | 1999-01-23 | 50 | SR | KARNATAKA | STATE | KPCL | HYDRO | [18 empty] | 76.9467
71 | KADRA | 3 | 1999-03-27 | 50 | SR | KARNATAKA | STATE | KPCL | HYDRO | [18 empty] | 76.9467
72 | KODASALI | 0 |  | 120 | SR | KARNATAKA | STATE | KPCL | HYDRO |  |  | 303.475 | 0 | 0 |  | 280.59 | 0 | 0 |  | 216.91 | 0 | 0 |  | 212.93 | 0 | 0 |  | 214.92 | 0 | 0 |  |  | 312.4598 | 0 | 0 |  |  | 487.8286 | 0 | 0
72 | KODASALI | 1 | 1998-06-26 | 40 | SR | KARNATAKA | STATE | KPCL | HYDRO | [18 empty] | 71.64
72 | KODASALI | 2 | 1999-04-20 | 40 | SR | KARNATAKA | STATE | KPCL | HYDRO | [18 empty] | 71.64
72 | KODASALI | 3 | 1999-08-28 | 40 | SR | KARNATAKA | STATE | KPCL | HYDRO | [18 empty] | 71.64 | 0 | 0 |  | 1 | 104.1533
73 | ALMATTI DAM | 0 |  | 290 | SR | KARNATAKA | STATE | KPCL | HYDRO |  |  | 0 | 0 | 0 |  | 0 | 0 | 0 |  | 0 | 0 | 0 |  | 0 | 0 | 0 |  | 139.3 | 0 | 0 |  |  | 595.6269 | 0 | 0 |  |  | 627.2082 | 0 | 0
73 | ALMATTI DAM | 1 | 2004-03-26 | 15 | SR | KARNATAKA | STATE | KPCL | HYDRO | [18 empty] | 41.79 | 0 | 0 |  | 1 | 34.9692 | 0 | 0 |  | 1 | 32.4418 | 0 | 0 |  | 1
73 | ALMATTI DAM | 2 | 2004-11-04 | 55 | SR | KARNATAKA | STATE | KPCL | HYDRO | [18 empty] | 62.685 | 0 | 0 |  | 1 | 128.2206 | 0 | 0 |  | 1 | 118.9533 | 0 | 0 |  | 1
73 | ALMATTI DAM | 3 | 2005-01-13 | 55 | SR | KARNATAKA | STATE | KPCL | HYDRO | [18 empty] | 32.835 | 0 | 0 |  | 1 | 128.2206 | 0 | 0 |  | 1 | 118.9533 | 0 | 0 |  | 1
73 | ALMATTI DAM | 4 | 2005-03-26 | 55 | SR | KARNATAKA | STATE | KPCL | HYDRO | [18 empty] | 1.99 | 0 | 0 |  | 1 | 128.2206 | 0 | 0 |  | 1 | 118.9533 | 0 | 0 |  | 1
73 | ALMATTI DAM | 5 | 2005-07-06 | 55 | SR | KARNATAKA | STATE | KPCL | HYDRO | [23 empty] | 94.1455 | 0 | 0 |  | 1 | 118.9533 | 0 | 0 |  | 1
73 | ALMATTI DAM | 6 | 2005-08-10 | 55 | SR | KARNATAKA | STATE | KPCL | HYDRO | [23 empty] | 81.8504 | 0 | 0 |  | 1 | 118.9533 | 0 | 0 |  | 1
74 | JOG | 0 |  | 139.2 | SR | KARNATAKA | STATE | VVNL | HYDRO |  |  | 0 | 0 | 0 |  | 116.415 | 0 | 0 |  | 145.27 | 0 | 0 |  | 159.2 | 0 | 0 |  | 172.135 | 0 | 0 |  |  | 236.2627 | 0 | 0 |  |  | 260.5109 | 0 | 0
74 | JOG | 1 | 2001-05-15 | 13.2 | SR | KARNATAKA | STATE | KEB | HYDRO | [18 empty] | 16.3231 | 0 | 0 |  | 1 | 22.4042 | 0 | 0 |  | 1 | 24.7036 | 0 | 0 |  | 1
74 | JOG | 2 | 1949-12-15 | 13.2 | SR | KARNATAKA | STATE | KEB | HYDRO
74 | JOG | 3 | 1949-12-19 | 13.2 | SR | KARNATAKA | STATE | KEB | HYDRO
74 | JOG | 4 | 1950-10-20 | 13.2 | SR | KARNATAKA | STATE | KEB | HYDRO
74 | JOG | 5 | 1952-06-15 | 21.6 | SR | KARNATAKA | STATE | KEB | HYDRO
74 | JOG | 6 | 1952-07-17 | 21.6 | SR | KARNATAKA | STATE | KEB | HYDRO
74 | JOG | 7 | 1952-09-16 | 21.6 | SR | KARNATAKA | STATE | KEB | HYDRO
74 | JOG | 8 | 2002-10-30 | 21.6 | SR | KARNATAKA | STATE | KEB | HYDRO | [18 empty] | 26.7106 | 0 | 0 |  | 1 | 36.6615 | 0 | 0 |  | 1 | 40.4241 | 0 | 0 |  | 1
75 | SIVASAMUNDRUM | 0 |  | 42 | SR | KARNATAKA | STATE | VVNL | HYDRO |  |  | 74.625 | 0 | 0 |  | 4.975 | 0 | 0 |  | 13.93 | 0 | 0 |  | 78.605 | 0 | 0 |  | 193.03 | 0 | 0 |  |  | 259.4463 | 0 | 0 |  |  | 316.6587 | 0 | 0
75 | SIVASAMUNDRUM | 1 | 1922-12-12 | 3 | SR | KARNATAKA | STATE | KEB | HYDRO
75 | SIVASAMUNDRUM | 2 | 1924-12-13 | 3 | SR | KARNATAKA | STATE | KEB | HYDRO
75 | SIVASAMUNDRUM | 3 | 1924-03-20 | 3 | SR | KARNATAKA | STATE | KEB | HYDRO
75 | SIVASAMUNDRUM | 4 | 1925-03-17 | 3 | SR | KARNATAKA | STATE | KEB | HYDRO
75 | SIVASAMUNDRUM | 5 | 1923-09-03 | 3 | SR | KARNATAKA | STATE | KEB | HYDRO
75 | SIVASAMUNDRUM | 6 | 1924-09-09 | 3 | SR | KARNATAKA | STATE | KEB | HYDRO
75 | SIVASAMUNDRUM | 7 | 1928-05-31 | 6 | SR | KARNATAKA | STATE | KEB | HYDRO
75 | SIVASAMUNDRUM | 8 | 1934-05-25 | 6 | SR | KARNATAKA | STATE | KEB | HYDRO
75 | SIVASAMUNDRUM | 9 | 1928-07-13 | 6 | SR | KARNATAKA | STATE | KEB | HYDRO
75 | SIVASAMUNDRUM | 10 | 1928-03-21 | 6 | SR | KARNATAKA | STATE | KEB | HYDRO
76 | SHIMSAPURA | 0 |  | 17.2 | SR | KARNATAKA | STATE | VVNL | HYDRO |  |  | 61.69 | 0 | 0 |  | 42.785 | 0 | 0 |  | 56.715 | 0 | 0 |  | 56.715 | 0 | 0 |  | 93.53 | 0 | 0 |  |  | 92.8036 | 0 | 0 |  |  | 79.7891 | 0 | 0
76 | SHIMSAPURA | 1 | 1938-06-30 | 8.6 | SR | KARNATAKA | STATE | KEB | HYDRO
76 | SHIMSAPURA | 2 | 1940-04-18 | 8.6 | SR | KARNATAKA | STATE | KEB | HYDRO
77 | MUNIRABAD | 0 |  | 28.3 | SR | KARNATAKA | STATE | VVNL | HYDRO |  |  | 99.5 | 0 | 0 |  | 65.67 | 0 | 0 |  | 46.765 | 0 | 0 |  | 40.795 | 0 | 0 |  | 68.655 | 0 | 0 |  |  | 82.8636 | 0 | 0 |  |  | 85.2914 | 0 | 0
77 | MUNIRABAD | 1 | 1962-01-19 | 9 | SR | KARNATAKA | STATE | KEB | HYDRO
77 | MUNIRABAD | 2 | 1962-05-26 | 9 | SR | KARNATAKA | STATE | KEB | HYDRO
77 | MUNIRABAD | 3 | 1965-11-27 | 10.3 | SR | KARNATAKA | STATE | KEB | HYDRO
78 | SHIVAPURA | 0 |  | 18 | SR | KARNATAKA | PVT | BHORUKA | HYDRO |  |  | 104.475 | 0 | 0 |  | 104.475 | 0 | 0 |  | 66.665 | 0 | 0 |  | 53.73 | 0 | 0 |  | 70.645 | 0 | 0 |  |  | 85.3611 | 0 | 0 |  |  | 87.2018 | 0 | 0
78 | SHIVAPURA | 1 | 1992-11-25 | 9 | SR | KARNATAKA | PVT | BHORUKA | HYDRO
78 | SHIVAPURA | 2 | 1992-12-25 | 9 | SR | KARNATAKA | PVT | BHORUKA | HYDRO
79 | SHAHPUR | 0 |  | 6.6 | SR | KARNATAKA | PVT | BHORUKA | HYDRO |  |  | 13.93 | 0 | 0 |  | 33.83 | 0 | 0 |  | 21.89 | 0 | 0 |  | 21.89 | 0 | 0 |  | 23.88 | 0 | 0 |  |  | 21.6213 | 0 | 0 |  |  | 24.3576 | 0 | 0
79 | SHAHPUR | 1 | 1997-01-10 | 1.3 | SR | KARNATAKA | PVT | BHORUKA | HYDRO
79 | SHAHPUR | 2 | 1997-11-12 | 1.3 | SR | KARNATAKA | PVT | BHORUKA | HYDRO
79 | SHAHPUR | 3 | 1997-03-18 | 1.3 | SR | KARNATAKA | PVT | BHORUKA | HYDRO
79 | SHAHPUR | 4 | 1997-11-21 | 1.3 | SR | KARNATAKA | PVT | BHORUKA | HYDRO
79 | SHAHPUR | 5 | 1997-11-20 | 1.4 | SR | KARNATAKA | PVT | BHORUKA | HYDRO
80 | MADHAVAMANTRI | 0 |  | 4.5 | SR | KARNATAKA | PVT | BHORUKA | HYDRO |  |  | 0 | 0 | 0 |  | 0 | 0 | 0 |  | 0 | 0 | 0 |  | 12.935 | 0 | 0 |  | 22.885 | 0 | 0 |  |  | 22.7755 | 0 | 0 |  |  | 25.87 | 0 | 0
80 | MADHAVAMANTRI | 1 | 2003-03-31 | 1.5 | SR | KARNATAKA | PVT | BHORUKA | HYDRO | [18 empty] | 7.6283 | 0 | 0 |  | 1 | 7.5918 | 0 | 0 |  | 1 | 8.6233 | 0 | 0 |  | 1
80 | MADHAVAMANTRI | 2 | 2003-03-31 | 1.5 | SR | KARNATAKA | PVT | BHORUKA | HYDRO | [18 empty] | 7.6283 | 0 | 0 |  | 1 | 7.5918 | 0 | 0 |  | 1 | 8.6233 | 0 | 0 |  | 1
80 | MADHAVAMANTRI | 3 | 2003-03-31 | 1.5 | SR | KARNATAKA | PVT | BHORUKA | HYDRO | [18 empty] | 7.6283 | 0 | 0 |  | 1 | 7.5918 | 0 | 0 |  | 1 | 8.6233 | 0 | 0 |  | 1
81 | NARAYANPUR | 0 |  | 11.6 | SR | KARNATAKA | PVT | MYSORE PC | HYDRO |  |  | 0 | 0 | 0 |  | 26.865 | 0 | 0 |  | 35.82 | 0 | 0 |  | 37.81 | 0 | 0 |  | 42.785 | 0 | 0 |  |  | 55.6205 | 0 | 0 |  |  | 54.5061 | 0 | 0
81 | NARAYANPUR | 1 | 1999-07-14 | 5.8 | SR | KARNATAKA | PVT | MYSORE PC | HYDRO | [18 empty] | 21.3925 |  |  |  |  | 27.8102
81 | NARAYANPUR | 2 | 1999-07-14 | 5.8 | SR | KARNATAKA | PVT | MYSORE PC | HYDRO | [18 empty] | 21.3925 |  |  |  |  | 27.8102
82 | KUTTIADI & EXTN. | 0 |  | 125 | SR | KERALA | STATE | KSEB | HYDRO |  |  | 265.665 | 0 | 0 |  | 328.35 | 0 | 0 |  | 302.48 | 0 | 0 |  | 257.705 | 0 | 0 |  | 369.145 | 0 | 0 |  |  | 513.42 | 0 | 0 |  |  | 652.1031 | 0 | 0
82 | KUTTIADI | 1 | 1972-09-11 | 25 | SR | KERALA | STATE | KSEB | HYDRO
82 | KUTTIADI | 2 | 1972-11-01 | 25 | SR | KERALA | STATE | KSEB | HYDRO
82 | KUTTIADI | 3 | 1972-11-28 | 25 | SR | KERALA | STATE | KSEB | HYDRO
82 | KUTTIADI EXTN. | 4 | 2001-01-27 | 50 | SR | KERALA | STATE | KSEB | HYDRO | [18 empty] | 147.658 | 0 | 0 |  | 1 | 205.368 | 0 | 0 |  | 1 | 260.8412 | 0 | 0 |  | 1
83 | IDUKKI | 0 |  | 780 | SR | KERALA | STATE | KSEB | HYDRO |  |  | 2284.52 | 0 | 0 |  | 2739.235 | 0 | 0 |  | 1895.475 | 0 | 0 |  | 1239.77 | 0 | 0 |  | 1992.985 | 0 | 0 |  |  | 2685.3557 | 0 | 0 |  |  | 2424.7652 | 0 | 0
83 | IDUKKI | 1 | 1976-02-12 | 130 | SR | KERALA | STATE | KSEB | HYDRO
83 | IDUKKI | 2 | 1976-06-07 | 130 | SR | KERALA | STATE | KSEB | HYDRO
83 | IDUKKI | 3 | 1976-12-22 | 130 | SR | KERALA | STATE | KSEB | HYDRO
83 | IDUKKI | 4 | 1985-10-30 | 130 | SR | KERALA | STATE | KSEB | HYDRO
83 | IDUKKI | 5 | 1986-03-16 | 130 | SR | KERALA | STATE | KSEB | HYDRO
83 | IDUKKI | 6 | 1986-08-30 | 130 | SR | KERALA | STATE | KSEB | HYDRO
84 | SABARIGIRI | 0 |  | 300 | SR | KERALA | STATE | KSEB | HYDRO |  |  | 1331.31 | 0 | 0 |  | 1397.975 | 0 | 0 |  | 799.98 | 0 | 0 |  | 694.51 | 0 | 0 |  | 1217.88 | 0 | 0 |  |  | 1461.1873 | 0 | 0 |  |  | 1547.5732 | 0 | 0
84 | SABARIGIRI | 1 | 1966-04-18 | 50 | SR | KERALA | STATE | KSEB | HYDRO
84 | SABARIGIRI | 2 | 1966-06-14 | 50 | SR | KERALA | STATE | KSEB | HYDRO
84 | SABARIGIRI | 3 | 1966-12-29 | 50 | SR | KERALA | STATE | KSEB | HYDRO
84 | SABARIGIRI | 4 | 1967-06-22 | 50 | SR | KERALA | STATE | KSEB | HYDRO
84 | SABARIGIRI | 5 | 1967-09-09 | 50 | SR | KERALA | STATE | KSEB | HYDRO
84 | SABARIGIRI | 6 | 1967-11-26 | 50 | SR | KERALA | STATE | KSEB | HYDRO
85 | IDAMALAYAR | 0 |  | 75 | SR | KERALA | STATE | KSEB | HYDRO |  |  | 327.355 | 0 | 0 |  | 330.34 | 0 | 0 |  | 257.705 | 0 | 0 |  | 154.225 | 0 | 0 |  | 335.315 | 0 | 0 |  |  | 373.5827 | 0 | 0 |  |  | 384.7566 | 0 | 0
85 | IDAMALAYAR | 1 | 1987-02-03 | 37.5 | SR | KERALA | STATE | KSEB | HYDRO
85 | IDAMALAYAR | 2 | 1987-02-28 | 37.5 | SR | KERALA | STATE | KSEB | HYDRO
86 | LOWER PERIYAR | 0 |  | 180 | SR | KERALA | STATE | KSEB | HYDRO |  |  | 542.275 | 0 | 0 |  | 559.19 | 0 | 0 |  | 411.93 | 0 | 0 |  | 361.185 | 0 | 0 |  | 511.43 | 0 | 0 |  |  | 628.233 | 0 | 0 |  |  | 641.7949 | 0 | 0
86 | LOWER PERIYAR | 1 | 1997-09-27 | 60 | SR | KERALA | STATE | KSEB | HYDRO
86 | LOWER PERIYAR | 2 | 1997-10-22 | 60 | SR | KERALA | STATE | KSEB | HYDRO
86 | LOWER PERIYAR | 3 | 1997-11-28 | 60 | SR | KERALA | STATE | KSEB | HYDRO
87 | KAKKAD | 0 |  | 50 | SR | KERALA | STATE | KSEB | HYDRO |  |  | 177.11 | 0 | 0 |  | 183.08 | 0 | 0 |  | 149.25 | 0 | 0 |  | 125.37 | 0 | 0 |  | 209.945 | 0 | 0 |  |  | 247.3172 | 0 | 0 |  |  | 247.3271 | 0 | 0
87 | KAKKAD | 1 | 1999-10-13 | 25 | SR | KERALA | STATE | KSEB | HYDRO | [18 empty] | 104.9725 | 0 | 0 |  | 1 | 123.6586
87 | KAKKAD | 2 | 1999-07-22 | 25 | SR | KERALA | STATE | KSEB | HYDRO | [18 empty] | 104.9725 |  |  |  |  | 123.6586
88 | SHOLAYAR | 0 |  | 54 | SR | KERALA | STATE | KSEB | HYDRO |  |  | 195.02 | 0 | 0 |  | 225.865 | 0 | 0 |  | 137.31 | 0 | 0 |  | 200.99 | 0 | 0 |  | 262.68 | 0 | 0 |  |  | 288.7589 | 0 | 0 |  |  | 264.4312 | 0 | 0
88 | SHOLAYAR | 1 | 1956-05-09 | 18 | SR | KERALA | STATE | KSEB | HYDRO
88 | SHOLAYAR | 2 | 1968-01-26 | 18 | SR | KERALA | STATE | KSEB | HYDRO
88 | SHOLAYAR | 3 | 1968-05-14 | 18 | SR | KERALA | STATE | KSEB | HYDRO
89 | SENGULAM | 0 |  | 48 | SR | KERALA | STATE | KSEB | HYDRO |  |  | 132.335 | 0 | 0 |  | 114.425 | 0 | 0 |  | 129.35 | 0 | 0 |  | 127.36 | 0 | 0 |  | 165.17 | 0 | 0 |  |  | 187.9854 | 0 | 0 |  |  | 175.3688 | 0 | 0
89 | SENGULAM | 1 | 1954-05-30 | 12 | SR | KERALA | STATE | KSEB | HYDRO
89 | SENGULAM | 2 | 1954-07-26 | 12 | SR | KERALA | STATE | KSEB | HYDRO
89 | SENGULAM | 3 | 2001-12-05 | 12 | SR | KERALA | STATE | KSEB | HYDRO | [18 empty] | 41.2925 | 0 | 0 |  | 1 | 46.9963 | 0 | 0 |  | 1 | 43.8422 | 0 | 0 |  | 1
89 | SENGULAM | 4 | 2001-11-30 | 12 | SR | KERALA | STATE | KSEB | HYDRO | [18 empty] | 41.2925 | 0 | 0 |  | 1 | 46.9963 | 0 | 0 |  | 1 | 43.8422 | 0 | 0 |  | 1
90 | NARIMANGLAM | 0 |  | 45 | SR | KERALA | STATE | KSEB | HYDRO |  |  | 262.68 | 0 | 0 |  | 271.635 | 0 | 0 |  | 228.85 | 0 | 0 |  | 195.02 | 0 | 0 |  | 231.835 | 0 | 0 |  |  | 243.6755 | 0 | 0 |  |  | 276.202 | 0 | 0
90 | NARIMANGLAM | 1 | 1961-01-27 | 15 | SR | KERALA | STATE | KSEB | HYDRO
90 | NARIMANGLAM | 2 | 1961-04-09 | 15 | SR | KERALA | STATE | KSEB | HYDRO
90 | NARIMANGLAM | 3 | 1963-05-11 | 15 | SR | KERALA | STATE | KSEB | HYDRO
91 | PALLIVASAL | 0 |  | 37.5 | SR | KERALA | STATE | KSEB | HYDRO |  |  | 165.17 | 0 | 0 |  | 117.41 | 0 | 0 |  | 156.215 | 0 | 0 |  | 192.035 | 0 | 0 |  | 221.885 | 0 | 0 |  |  | 237.2279 | 0 | 0 |  |  | 240.4915 | 0 | 0
91 | PALLIVASAL | 1 | 2001-11-19 | 5 | SR | KERALA | STATE | KSEB | HYDRO | [18 empty] | 29.5847 | 0 | 0 |  | 1 | 31.6304 | 0 | 0 |  | 1 | 32.0655 | 0 | 0 |  | 1
91 | PALLIVASAL | 2 | 2001-11-16 | 5 | SR | KERALA | STATE | KSEB | HYDRO | [18 empty] | 29.5847 | 0 | 0 |  | 1 | 31.6304 | 0 | 0 |  | 1 | 32.0655 | 0 | 0 |  | 1
91 | PALLIVASAL | 3 | 2001-11-20 | 5 | SR | KERALA | STATE | KSEB | HYDRO | [18 empty] | 29.5847 | 0 | 0 |  | 1 | 31.6304 | 0 | 0 |  | 1 | 32.0655 | 0 | 0 |  | 1
91 | PALLIVASAL | 4 | 1948-05-31 | 7.5 | SR | KERALA | STATE | KSEB | HYDRO
91 | PALLIVASAL | 5 | 1949-10-31 | 7.5 | SR | KERALA | STATE | KSEB | HYDRO
91 | PALLIVASAL | 6 | 1951-03-07 | 7.5 | SR | KERALA | STATE | KSEB | HYDRO
92 | PORINGALKUTTU | 0 |  | 32 | SR | KERALA | STATE | KSEB | HYDRO |  |  | 173.13 | 0 | 0 |  | 190.045 | 0 | 0 |  | 122.385 | 0 | 0 |  | 228.85 | 0 | 0 |  | 181.09 | 0 | 0 |  |  | 164.175 | 0 | 0 |  |  | 194.025 | 0 | 0
92 | PORINGALKUTTU | 1 | 1957-03-06 | 8 | SR | KERALA | STATE | KSEB | HYDRO
92 | PORINGALKUTTU | 2 | 1958-01-13 | 8 | SR | KERALA | STATE | KSEB | HYDRO
92 | PORINGALKUTTU | 3 | 1959-04-24 | 8 | SR | KERALA | STATE | KSEB | HYDRO
92 | PORINGALKUTTU | 4 | 1960-06-02 | 8 | SR | KERALA | STATE | KSEB | HYDRO
93 | PORINGALKUTTU L | 0 |  | 16 | SR | KERALA | STATE | KSEB | HYDRO |  |  | 52.735 | 0 | 0 |  | 28.855 | 0 | 0 |  | 77.61 | 0 | 0 |  | 0 | 0 | 0 |  | 169.15 | 0 | 0 |  |  | 104.6641 | 0 | 0 |  |  | 96.9528 | 0 | 0
93 | PORINGALKUTTU L | 1 | 1999-03-20 | 16 | SR | KERALA | STATE | KSEB | HYDRO | [18 empty] | 169.15
94 | PANNIAR | 0 |  | 30 | SR | KERALA | STATE | KSEB | HYDRO |  |  | 168.155 | 0 | 0 |  | 122.385 | 0 | 0 |  | 77.61 | 0 | 0 |  | 75.62 | 0 | 0 |  | 141.29 | 0 | 0 |  |  | 159.0209 | 0 | 0 |  |  | 167.369 | 0 | 0
94 | PANNIAR | 1 | 1963-12-19 | 15 | SR | KERALA | STATE | KSEB | HYDRO
94 | PANNIAR | 2 | 2001-11-20 | 15 | SR | KERALA | STATE | KSEB | HYDRO | [18 empty] | 70.645 | 0 | 0 |  | 1 | 79.5104 | 0 | 0 |  | 1 | 83.6845 | 0 | 0 |  | 1
95 | KALLADA | 0 |  | 15 | SR | KERALA | STATE | KSEB | HYDRO |  |  | 68.655 | 0 | 0 |  | 66.665 | 0 | 0 |  | 34.825 | 0 | 0 |  | 35.82 | 0 | 0 |  | 74.625 | 0 | 0 |  |  | 63.8392 | 0 | 0 |  |  | 75.8488 | 0 | 0
95 | KALLADA | 1 | 1994-09-05 | 7.5 | SR | KERALA | STATE | KSEB | HYDRO
95 | KALLADA | 2 | 1994-01-05 | 7.5 | SR | KERALA | STATE | KSEB | HYDRO
96 | CHEMBUKADAVU-II | 0 |  | 3.75 | SR | KERALA | STATE | KSEB | HYDRO |  |  | 0 | 0 | 0 |  | 0 | 0 | 0 |  | 0 | 0 | 0 |  | 0 | 0 | 0 |  | 5.97 | 0 | 0 |  |  | 10.945 | 0 | 0 |  |  | 12.1191 | 0 | 0
96 | CHEMBUKADAVU-II | 1 | 2004-01-25 | 1.25 | SR | KERALA | STATE | KSEB | HYDRO | [18 empty] | 1.99 | 0 | 0 |  | 1 | 3.6477 | 0 | 0 |  | 1 | 4.0397 | 0 | 0 |  | 1
96 | CHEMBUKADAVU-II | 2 | 2004-01-25 | 1.25 | SR | KERALA | STATE | KSEB | HYDRO | [18 empty] | 1.99 | 0 | 0 |  | 1 | 3.6477 | 0 | 0 |  | 1 | 4.0397 | 0 | 0 |  | 1
96 | CHEMBUKADAVU-II | 3 | 2004-01-25 | 1.25 | SR | KERALA | STATE | KSEB | HYDRO | [18 empty] | 1.99 | 0 | 0 |  | 1 | 3.6477 | 0 | 0 |  | 1 | 4.0397 | 0 | 0 |  | 1
97 | URUMI-I | 0 |  | 3.75 | SR | KERALA | STATE | KSEB | HYDRO |  |  | 0 | 0 | 0 |  | 0 | 0 | 0 |  | 0 | 0 | 0 |  | 0 | 0 | 0 |  | 2.985 | 0 | 0 |  |  | 12.935 | 0 | 0 |  |  | 14.4573 | 0 | 0
97 | URUMI | 1 | 2004-01-25 | 1.25 | SR | KERALA | STATE | KSEB | HYDRO | [18 empty] | 0.995 | 0 | 0 |  | 1 | 4.3113 | 0 | 0 |  | 1 | 4.8191 | 0 | 0 |  | 1
97 | URUMI | 2 | 2004-01-25 | 1.25 | SR | KERALA | STATE | KSEB | HYDRO | [18 empty] | 0.995 | 0 | 0 |  | 1 | 4.3113 | 0 | 0 |  | 1 | 4.8191 | 0 | 0 |  | 1
97 | URUMI | 3 | 2004-01-25 | 1.25 | SR | KERALA | STATE | KSEB | HYDRO | [18 empty] | 0.995 | 0 | 0 |  | 1 | 4.3113 | 0 | 0 |  | 1 | 4.8191 | 0 | 0 |  | 1
98 | MANIYAR | 0 |  | 12 | SR | KERALA | PVT | KLPVT | HYDRO |  |  | 30.845 | 0 | 0 |  | 28.855 | 0 | 0 |  | 22.885 | 0 | 0 |  | 20.895 | 0 | 0 |  | 33.83 | 0 | 0 |  |  | 40.6358 | 0 | 0 |  |  | 42.8049 | 0 | 0
98 | MANIYAR | 1 | 1994-05-01 | 4 | SR | KERALA | PVT | KLPVT | HYDRO
98 | MANIYAR | 2 | 1994-06-15 | 4 | SR | KERALA | PVT | KLPVT | HYDRO
98 | MANIYAR | 3 | 1994-07-01 | 4 | SR | KERALA | PVT | KLPVT | HYDRO
99 | KUTHUNGAL | 0 |  | 21 | SR | KERALA | PVT | INDSIL | HYDRO |  |  | 0 | 0 | 0 |  | 32.835 | 0 | 0 |  | 22.885 | 0 | 0 |  | 18.905 | 0 | 0 |  | 35.82 | 0 | 0 |  |  | 48.158 | 0 | 0 |  |  | 47.2824 | 0 | 0
99 | KUTHUNGAL | 1 | 2001-06-01 | 7 | SR | KERALA | PVT | INDSIL | HYDRO | [18 empty] | 11.94 | 0 | 0 |  | 1 | 16.0523 | 0 | 0 |  | 1 | 15.7608 | 0 | 0 |  | 1
99 | KUTHUNGAL | 2 | 2001-06-01 | 7 | SR | KERALA | PVT | INDSIL | HYDRO | [18 empty] | 11.94 | 0 | 0 |  | 1 | 16.0523 | 0 | 0 |  | 1 | 15.7608 | 0 | 0 |  | 1
99 | KUTHUNGAL | 3 | 2001-06-01 | 7 | SR | KERALA | PVT | INDSIL | HYDRO | [18 empty] | 11.94 | 0 | 0 |  | 1 | 16.0523 | 0 | 0 |  | 1 | 15.7608 | 0 | 0 |  | 1
100 | KUNDAH I-V | 0 |  | 555 | SR | TAMIL NADU | STATE | TNEB | HYDRO |  |  | 1692.495 | 0 | 0 |  | 1336.285 | 0 | 0 |  | 760.18 | 0 | 0 |  | 426.855 | 0 | 0 |  | 1559.165 | 0 | 0 |  |  | 1962.4484 | 0 | 0 |  |  | 1978.1993 | 0 | 0
100 | KUNDAH-I | 1 | 1960-07-08 | 20 | SR | TAMIL NADU | STATE | TNEB | HYDRO
100 | KUNDAH-I | 2 | 1960-07-21 | 20 | SR | TAMIL NADU | STATE | TNEB | HYDRO
100 | KUNDAH-I | 3 | 1964-04-01 | 20 | SR | TAMIL NADU | STATE | TNEB | HYDRO
100 | KUNDAH-II | 4 | 1960-10-31 | 35 | SR | TAMIL NADU | STATE | TNEB | HYDRO
100 | KUNDAH-II | 5 | 1961-01-19 | 35 | SR | TAMIL NADU | STATE | TNEB | HYDRO
100 | KUNDAH-II | 6 | 1961-05-02 | 35 | SR | TAMIL NADU | STATE | TNEB | HYDRO
100 | KUNDAH-II | 7 | 1961-06-16 | 35 | SR | TAMIL NADU | STATE | TNEB | HYDRO
100 | KUNDAH-II | 8 | 1964-02-26 | 35 | SR | TAMIL NADU | STATE | TNEB | HYDRO
100 | KUNDAH-III | 9 | 1965-04-07 | 60 | SR | TAMIL NADU | STATE | TNEB | HYDRO
100 | KUNDAH-III | 10 | 1965-06-11 | 60 | SR | TAMIL NADU | STATE | TNEB | HYDRO
100 | KUNDAH-III | 11 | 1978-02-18 | 60 | SR | TAMIL NADU | STATE | TNEB | HYDRO
100 | KUNDAH-IV | 12 | 1966-05-12 | 50 | SR | TAMIL NADU | STATE | TNEB | HYDRO
100 | KUNDAH-IV | 13 | 1978-09-09 | 50 | SR | TAMIL NADU | STATE | TNEB | HYDRO
100 | KUNDAH-V | 14 | 1964-10-30 | 20 | SR | TAMIL NADU | STATE | TNEB | HYDRO
100 | KUNDAH-V | 15 | 1988-09-28 | 20 | SR | TAMIL NADU | STATE | TNEB | HYDRO
101 | PARSEN_S VALLE | 0 |  | 30 | SR | TAMIL NADU | STATE | TNEB | HYDRO |  |  | 63.68 | 0 | 0 |  | 33.83 | 0 | 0 |  | 15.92 | 0 | 0 |  | 17.91 | 0 | 0 |  | 54.725 | 0 | 0 |  |  | 53.123 | 0 | 0 |  |  | 59.103 | 0 | 0
101 | PARSEN_S VALLE | 1 | 2000-03-29 | 30 | SR | TAMIL NADU | STATE | TNEB | HYDRO | [18 empty] | 54.725 | 0 | 0 |  | 1 | 53.123 |  |  |  |  | 59.103 | 0 | 0 |  | 1
102 | METTUR DAM | 0 |  | 240 | SR | TAMIL NADU | STATE | TNEB | HYDRO |  |  | 704.46 | 0 | 0 |  | 410.935 | 0 | 0 |  | 129.35 | 0 | 0 |  | 181.09 | 0 | 0 |  | 333.325 | 0 | 0 |  |  | 726.2206 | 0 | 0 |  |  | 743.1854 | 0 | 0
102 | METTUR DAM | 1 | 1937-06-13 | 10 | SR | TAMIL NADU | STATE | TNEB | HYDRO
102 | METTUR DAM | 2 | 1937-08-21 | 10 | SR | TAMIL NADU | STATE | TNEB | HYDRO
102 | METTUR DAM | 3 | 1938-01-21 | 10 | SR | TAMIL NADU | STATE | TNEB | HYDRO
102 | METTUR DAM | 4 | 1946-10-28 | 10 | SR | TAMIL NADU | STATE | TNEB | HYDRO
102 | METTUR TUNNEL | 5 | 1965-08-16 | 50 | SR | TAMIL NADU | STATE | TNEB | HYDRO
102 | METTUR TUNNEL | 6 | 1966-07-21 | 50 | SR | TAMIL NADU | STATE | TNEB | HYDRO
102 | METTUR TUNNEL | 7 | 1966-07-21 | 50 | SR | TAMIL NADU | STATE | TNEB | HYDRO
102 | METTUR TUNNEL | 8 | 1966-07-31 | 50 | SR | TAMIL NADU | STATE | TNEB | HYDRO
103 | PERIYAR | 0 |  | 140 | SR | TAMIL NADU | STATE | TNEB | HYDRO |  |  | 484.565 | 0 | 0 |  | 456.705 | 0 | 0 |  | 225.865 | 0 | 0 |  | 211.935 | 0 | 0 |  | 490.535 | 0 | 0 |  |  | 438.9542 | 0 | 0 |  |  | 512.027 | 0 | 0
103 | PERIYAR | 1 | 1958-10-12 | 35 | SR | TAMIL NADU | STATE | TNEB | HYDRO
103 | PERIYAR | 2 | 1959-02-19 | 35 | SR | TAMIL NADU | STATE | TNEB | HYDRO
103 | PERIYAR | 3 | 1959-07-06 | 35 | SR | TAMIL NADU | STATE | TNEB | HYDRO
103 | PERIYAR | 4 | 1965-12-22 | 35 | SR | TAMIL NADU | STATE | TNEB | HYDRO
104 | KODAYAR-I&II | 0 |  | 100 | SR | TAMIL NADU | STATE | TNEB | HYDRO |  |  | 310.44 | 0 | 0 |  | 214.92 | 0 | 0 |  | 149.25 | 0 | 0 |  | 140.295 | 0 | 0 |  | 203.975 | 0 | 0 |  |  | 243.4865 | 0 | 0 |  |  | 312.4996 | 0 | 0
104 | KODAYAR-I | 1 | 1970-12-09 | 60 | SR | TAMIL NADU | STATE | TNEB | HYDRO
104 | KODAYAR-II | 2 | 1971-11-17 | 40 | SR | TAMIL NADU | STATE | TNEB | HYDRO
105 | SHOLAYAR I&II | 0 |  | 95 | SR | TAMIL NADU | STATE | TNEB | HYDRO |  |  | 382.08 | 0 | 0 |  | 258.7 | 0 | 0 |  | 318.4 | 0 | 0 |  | 198.005 | 0 | 0 |  | 349.245 | 0 | 0 |  |  | 377.1548 | 0 | 0 |  |  | 377.0951 | 0 | 0
105 | SHOLAYAR -I | 1 | 1971-04-22 | 35 | SR | TAMIL NADU | STATE | TNEB | HYDRO
105 | SHOLAYAR -I | 2 | 1971-05-04 | 35 | SR | TAMIL NADU | STATE | TNEB | HYDRO
105 | SHOLAYAR-II | 3 | 1971-03-29 | 25 | SR | TAMIL NADU | STATE | TNEB | HYDRO
106 | PYKARA | 0 |  | 58.95 | SR | TAMIL NADU | STATE | TNEB | HYDRO |  |  | 347.255 | 0 | 0 |  | 381.085 | 0 | 0 |  | 252.73 | 0 | 0 |  | 140.295 | 0 | 0 |  | 216.91 | 0 | 0 |  |  | 265.665 | 0 | 0 |  |  | 179.6771 | 0 | 0
106 | PYKARA | 1 | 1933-06-09 | 6.65 | SR | TAMIL NADU | STATE | TNEB | HYDRO
106 | PYKARA | 2 | 1932-11-22 | 6.65 | SR | TAMIL NADU | STATE | TNEB | HYDRO
106 | PYKARA | 3 | 1932-09-05 | 6.65 | SR | TAMIL NADU | STATE | TNEB | HYDRO
106 | PYKARA | 4 | 1939-08-28 | 11 | SR | TAMIL NADU | STATE | TNEB | HYDRO
106 | PYKARA | 5 | 1954-05-30 | 14 | SR | TAMIL NADU | STATE | TNEB | HYDRO
106 | PYKARA | 6 | 1954-06-11 | 14 | SR | TAMIL NADU | STATE | TNEB | HYDRO
107 | ALIYAR | 0 |  | 60 | SR | TAMIL NADU | STATE | TNEB | HYDRO |  |  | 183.08 | 0 | 0 |  | 121.39 | 0 | 0 |  | 107.46 | 0 | 0 |  | 85.57 | 0 | 0 |  | 161.19 | 0 | 0 |  |  | 204.5024 | 0 | 0 |  |  | 178.0254 | 0 | 0
107 | ALIYAR | 1 | 1970-03-21 | 60 | SR | TAMIL NADU | STATE | TNEB | HYDRO
108 | SARKARPATHY | 0 |  | 30 | SR | TAMIL NADU | STATE | TNEB | HYDRO |  |  | 156.215 | 0 | 0 |  | 150.245 | 0 | 0 |  | 96.515 | 0 | 0 |  | 150.245 | 0 | 0 |  | 115.42 | 0 | 0 |  |  | 114.5245 | 0 | 0 |  |  | 149.4689 | 0 | 0
108 | SARKARPATHY | 1 | 1966-08-14 | 30 | SR | TAMIL NADU | STATE | TNEB | HYDRO
109 | PAPANASAM | 0 |  | 28 | SR | TAMIL NADU | STATE | TNEB | HYDRO |  |  | 124.375 | 0 | 0 |  | 97.51 | 0 | 0 |  | 64.675 | 0 | 0 |  | 46.765 | 0 | 0 |  | 87.56 | 0 | 0 |  |  | 129.1112 | 0 | 0 |  |  | 144.5337 | 0 | 0
109 | PAPANASAM | 1 | 1944-04-08 | 7 | SR | TAMIL NADU | STATE | TNEB | HYDRO
109 | PAPANASAM | 2 | 1944-12-12 | 7 | SR | TAMIL NADU | STATE | TNEB | HYDRO
109 | PAPANASAM | 3 | 1945-06-10 | 7 | SR | TAMIL NADU | STATE | TNEB | HYDRO
109 | PAPANASAM | 4 | 1951-07-08 | 7 | SR | TAMIL NADU | STATE | TNEB | HYDRO
110 | MOYAR | 0 |  | 36 | SR | TAMIL NADU | STATE | TNEB | HYDRO |  |  | 147.26 | 0 | 0 |  | 163.18 | 0 | 0 |  | 104.475 | 0 | 0 |  | 52.735 | 0 | 0 |  | 89.55 | 0 | 0 |  |  | 174.5628 | 0 | 0 |  |  | 172.7618 | 0 | 0
110 | MOYAR | 1 | 1952-04-10 | 12 | SR | TAMIL NADU | STATE | TNEB | HYDRO
110 | MOYAR | 2 | 1952-09-19 | 12 | SR | TAMIL NADU | STATE | TNEB | HYDRO
110 | MOYAR | 3 | 1953-01-06 | 12 | SR | TAMIL NADU | STATE | TNEB | HYDRO
111 | SURULIYAR | 0 |  | 35 | SR | TAMIL NADU | STATE | TNEB | HYDRO |  |  | 92.535 | 0 | 0 |  | 86.565 | 0 | 0 |  | 74.625 | 0 | 0 |  | 40.795 | 0 | 0 |  | 101.49 | 0 | 0 |  |  | 125.1113 | 0 | 0 |  |  | 107.9973 | 0 | 0
111 | SURULIYAR | 1 | 1978-08-27 | 35 | SR | TAMIL NADU | STATE | TNEB | HYDRO
112 | SERVALAR | 0 |  | 20 | SR | TAMIL NADU | STATE | TNEB | HYDRO |  |  | 33.83 | 0 | 0 |  | 23.88 | 0 | 0 |  | 18.905 | 0 | 0 |  | 18.905 | 0 | 0 |  | 32.835 | 0 | 0 |  |  | 53.6803 | 0 | 0 |  |  | 41.4616 | 0 | 0
112 | SERVALAR | 1 | 1986-03-23 | 20 | SR | TAMIL NADU | STATE | TNEB | HYDRO
113 | LOWER METTUR | 0 |  | 120 | SR | TAMIL NADU | STATE | TNEB | HYDRO |  |  | 427.85 | 0 | 0 |  | 367.155 | 0 | 0 |  | 167.16 | 0 | 0 |  | 0 | 0 | 0 |  | 253.725 | 0 | 0 |  |  | 339.5139 | 0 | 0 |  |  | 414.8055 | 0 | 0
113 | LOWER METTUR PH-1 | 1 | 1988-08-11 | 15 | SR | TAMIL NADU | STATE | TNEB | HYDRO
113 | LOWER METTUR PH-1 | 2 | 1988-08-12 | 15 | SR | TAMIL NADU | STATE | TNEB | HYDRO
113 | LOWER METTUR PH-2 | 3 | 1988-08-26 | 15 | SR | TAMIL NADU | STATE | TNEB | HYDRO
113 | LOWER METTUR PH-2 | 4 | 1988-08-27 | 15 | SR | TAMIL NADU | STATE | TNEB | HYDRO
113 | LOWER METTUR PH-3 | 5 | 1988-01-04 | 15 | SR | TAMIL NADU | STATE | TNEB | HYDRO
113 | LOWER METTUR PH-3 | 6 | 1987-09-30 | 15 | SR | TAMIL NADU | STATE | TNEB | HYDRO
113 | LOWER METTUR PH-4 | 7 | 1989-09-18 | 15 | SR | TAMIL NADU | STATE | TNEB | HYDRO
113 | LOWER METTUR PH-4 | 8 | 1988-12-28 | 15 | SR | TAMIL NADU | STATE | TNEB | HYDRO
114 | VAIGAI DAM | 0 |  | 13.5 | SR | TAMIL NADU | STATE | TNEB | HYDRO |  |  | 77.61 | 0 | 0 |  | 63.68 | 0 | 0 |  | 26.865 | 0 | 0 |  | 15.92 | 0 | 0 |  | 85.57 | 0 | 0 |  |  | 41.2826 | 0 | 0 |  |  | 19.9 | 0 | 0
114 | VAIGAI DAM | 1 | 1990-02-23 | 3 | SR | TAMIL NADU | STATE | TNEB | HYDRO
114 | VAIGAI DAM | 2 | 1990-03-03 | 3 | SR | TAMIL NADU | STATE | TNEB | HYDRO
114 | SATHNUR DAM | 3 | 1999-04-10 | 7.5 | SR | TAMIL NADU | STATE | TNEB | HYDRO | [18 empty] | 47.5389
115 | KADAMPARI | 0 |  | 400 | SR | TAMIL NADU | STATE | TNEB | HYDRO |  |  | 186.065 | 0 | 0 |  | 162.185 | 0 | 0 |  | 201.985 | 0 | 0 |  | 405.96 | 0 | 0 |  | 255.715 | 0 | 0 |  |  | 578.5726 | 0 | 0 |  |  | 425.7207 | 0 | 0
115 | KADAMPARI | 1 | 1987-10-17 | 100 | SR | TAMIL NADU | STATE | TNEB | HYDRO
115 | KADAMPARI | 2 | 1988-02-26 | 100 | SR | TAMIL NADU | STATE | TNEB | HYDRO
115 | KADAMPARI | 3 | 1989-04-12 | 100 | SR | TAMIL NADU | STATE | TNEB | HYDRO
115 | KADAMPARI | 4 | 1988-12-16 | 100 | SR | TAMIL NADU | STATE | TNEB | HYDRO
116 | PYKARA ALIMATE | 0 |  | 150 | SR | TAMIL NADU | STATE | TNEB | HYDRO |  |  | 0 |  |  |  | 0 |  |  |  | 0 |  |  |  | 0 |  |  |  | 0 |  |  |  |  | 188.4132 | 0 | 0 |  |  | 279.6447 | 0 | 0
116 | PYKARA ALIMATE | 1 | 2005-08-11 | 50 | SR | TAMIL NADU | STATE | TNEB | HYDRO | [23 empty] | 65.1444 | 0 | 0 |  | 1 | 93.2149 | 0 | 0 |  | 1
116 | PYKARA ALIMATE | 2 | 2005-08-11 | 50 | SR | TAMIL NADU | STATE | TNEB | HYDRO | [23 empty] | 65.1444 | 0 | 0 |  | 1 | 93.2149 | 0 | 0 |  | 1
116 | PYKARA ALIMATE | 3 | 2005-09-05 | 50 | SR | TAMIL NADU | STATE | TNEB | HYDRO | [23 empty] | 58.1245 | 0 | 0 |  | 1 | 93.2149 | 0 | 0 |  | 1
117 | VALANTHARVI GT | 0 |  | 67.6 | SR | TAMIL NADU | STATE | ARKAY ENERGY | THERMAL | GAS | n/a | 0 |  |  |  | 0 |  |  |  | 0 |  |  |  | 0 |  |  |  | 0 |  |  |  |  | 95.1182 | 61726.3273 | 0.64894 | 1 |  | 291 | 169073.7658 | 0.58101 | 1
117 | VALANTHARVI GT | 1 | 2005-10-29 | 52.8 | SR | TAMIL NADU | STATE | ARKAY ENERGY | THERMAL | GAS | n/a | [21 empty] | 95.1182 | 61726.3273 | 0.64894 |  | 1 | 229.3535 | 133256.5686 | 0.58101 |  | 1
117 | VALANTHARVI GT | 2 | 2006-04-15 | 14.8 | SR | TAMIL NADU | STATE | ARKAY ENERGY | THERMAL | GAS | n/a | [26 empty] | 61.6465 | 35817.1972 | 0.58101 |  | 1
118 | VEMAGIRI CCCP | 0 |  | 370 | SR | ANDHRA PRADESH | PVT | VEMAGIRI | THERMAL | GAS | n/a | 0 |  |  |  | 0 |  |  |  | 0 |  |  |  | 0 |  |  |  | 0 |  |  |  |  | 5.2519 | 9562.1414 | 1.8207 | 1 |  | 117.7 | 61817.6934 | 0.52521 | 1
118 | VEMAGIRI CCCP | 1 | 2006-01-13 | 233 | SR | ANDHRA PRADESH | PVT | VEMAGIRI | THERMAL | GAS | n/a | [21 empty] | 4.8701 | 8867.052 | 1.8207 |  | 1 | 79.6977 | 41858.3703 | 0.52521 |  | 1
118 | VEMAGIRI CCCP | 2 | 2006-06-08 | 137 | SR | ANDHRA PRADESH | PVT | VEMAGIRI | THERMAL | GAS | n/a | [26 empty] | 38.0023 | 19959.3231 | 0.52521 |  | 1
119 | BHAWANI KATTALAI BARRAGE | 0 |  | 30 | SR | TAMIL NADU | STATE | TNEB | HYDRO |  |  | 0 |  |  |  | 0 |  |  |  | 0 |  |  |  | 0 |  |  |  | 0 |  |  |  |  | 0 |  |  |  |  | 58.8941 | 0 | 0
119 | BHAWANI KATTALAI BARRAGE | 1 | 2006-08-01 | 15 | SR | TAMIL NADU | STATE | TNEB | HYDRO | [28 empty] | 32.9916 | 0 | 0 |  | 1
119 | BHAWANI KATTALAI BARRAGE | 2 | 2006-09-22 | 15 | SR | TAMIL NADU | STATE | TNEB | HYDRO | [28 empty] | 25.9025 | 0 | 0 |  | 1
1 | DHUVARAN | 0 |  | 534 | WR | GUJARAT | STATE | GSECL | THERMAL | OIL | GAS | 2110 | 2044151.4262 | 0.96879 | 1 | 1614 | 1555560.9815 | 0.96379 | 1 | 1233 | 1217316.8594 | 0.98728 | 1 | 1284 | 1338667.9519 | 1.0426 | 1 | 1861 | 1887958.4904 | 1.0145 | 1 |  | 1277 | 1406673.3217 | 1.1015 | 1 |  | 1172.725 | 1217899.8218 | 1.0385 | 1
1 | DHUVARAN | 1 | 1965-12-07 | 63.5 | WR | GUJARAT | STATE | GSECL | THERMAL | OIL | GAS | [26 empty] | 12.891
1 | DHUVARAN | 2 | 1965-04-29 | 63.5 | WR | GUJARAT | STATE | GSECL | THERMAL | OIL | GAS | [26 empty] | 4.119
1 | DHUVARAN | 3 | 1965-02-13 | 63.5 | WR | GUJARAT | STATE | GSECL | THERMAL | OIL | GAS | [26 empty] | 35.604
1 | DHUVARAN | 4 | 1964-02-13 | 63.5 | WR | GUJARAT | STATE | GSECL | THERMAL | OIL | GAS | [26 empty] | 180.665
1 | DHUVARAN | 5 | 1972-05-27 | 140 | WR | GUJARAT | STATE | GSECL | THERMAL | OIL | GAS | [26 empty] | 450.893
1 | DHUVARAN | 6 | 1972-09-18 | 140 | WR | GUJARAT | STATE | GSECL | THERMAL | OIL | GAS | [26 empty] | 488.553
2 | UKAI_Coal | 0 |  | 850 | WR | GUJARAT | STATE | GSECL | THERMAL | COAL | OIL | 4929 | 5319691.2353 | 1.0793 | 1 | 4358.587 | 4675286.7176 | 1.0727 | 1 | 4873.112 | 5226703.0676 | 1.0726 | 1 | 4181.239 | 4571180.5713 | 1.0933 | 1 | 4602.273 | 5301287.6679 | 1.1519 | 1 |  | 4921 | 5570538.8866 | 1.132 | 1 |  | 4383.342 | 5071785.5495 | 1.1571 | 1
2 | UKAI_Coal | 1 | 1976-03-19 | 120 | WR | GUJARAT | STATE | GSECL | THERMAL | COAL | OIL | [26 empty] | 191.486
2 | UKAI_Coal | 2 | 1976-06-23 | 120 | WR | GUJARAT | STATE | GSECL | THERMAL | COAL | OIL | [26 empty] | 424.853
2 | UKAI_Coal | 3 | 1979-01-21 | 200 | WR | GUJARAT | STATE | GSECL | THERMAL | COAL | OIL | [26 empty] | 1232.498
2 | UKAI_Coal | 4 | 1979-03-28 | 200 | WR | GUJARAT | STATE | GSECL | THERMAL | COAL | OIL | [26 empty] | 1069.158
2 | UKAI_Coal | 5 | 1985-01-30 | 210 | WR | GUJARAT | STATE | GSECL | THERMAL | COAL | OIL | [26 empty] | 1465.347
3 | GANDHI NAGAR | 0 |  | 870 | WR | GUJARAT | STATE | GSECL | THERMAL | COAL | OIL | 4285 | 4885458.53 | 1.1401 | 1 | 4745 | 6243452.7005 | 1.3158 | 1 | 5289.106 | 6755190.7581 | 1.2772 | 1 | 4529.676 | 5656994.1878 | 1.2489 | 1 | 4446.851 | 5878638.5514 | 1.322 | 1 |  | 4885 | 5749652.0331 | 1.177 | 1 |  | 4276 | 5356588.305 | 1.2527 | 1
3 | GANDHI NAGAR | 1 | 1977-03-13 | 120 | WR | GUJARAT | STATE | GSECL | THERMAL | COAL | OIL | [26 empty] | 552.3514
3 | GANDHI NAGAR | 2 | 1977-03-23 | 120 | WR | GUJARAT | STATE | GSECL | THERMAL | COAL | OIL | [26 empty] | 609.095
3 | GANDHI NAGAR | 3 | 1990-03-20 | 210 | WR | GUJARAT | STATE | GSECL | THERMAL | COAL | OIL | [26 empty] | 703.7375
3 | GANDHI NAGAR | 4 | 1991-07-20 | 210 | WR | GUJARAT | STATE | GSECL | THERMAL | COAL | OIL | [26 empty] | 1115.373
3 | GANDHI NAGAR | 5 | 1998-03-17 | 210 | WR | GUJARAT | STATE | GSECL | THERMAL | COAL | OIL | [16 empty] | 1420.7102 | 1491745.71 | 1.05 |  | 1 | 1586.13 | 1665436.5 | 1.05 |  | 1 | 1296.35 | 1361167.5 | 1.05
4 | UTRAN GT | 0 |  | 135 | WR | GUJARAT | STATE | GSECL | THERMAL | GAS | n/a | 679 | 341827.2561 | 0.50343 | 1 | 742 | 395225.303 | 0.53265 | 1 | 843.89 | 411726.5406 | 0.48789 | 1 | 685 | 344365.2487 | 0.50272 | 1 | 1121.82 | 536262.7496 | 0.47803 | 1 |  | 1030.22 | 501856.724 | 0.48714 | 1 |  | 1003.698 | 485317.574 | 0.48353 | 1
4 | UTRAN GT | 1 | 1992-12-17 | 30 | WR | GUJARAT | STATE | GSECL | THERMAL | GAS | n/a
4 | UTRAN GT | 2 | 1992-12-28 | 30 | WR | GUJARAT | STATE | GSECL | THERMAL | GAS | n/a
4 | UTRAN GT | 3 | 1993-05-07 | 30 | WR | GUJARAT | STATE | GSECL | THERMAL | GAS | n/a
4 | UTRAN GT | 4 | 1993-07-17 | 45 | WR | GUJARAT | STATE | GSECL | THERMAL | GAS | n/a
5 | HAZIRA CCCP | 0 |  | 156.1 | WR | GUJARAT | STATE | GSECL | THERMAL | GAS | n/a | 0 | 0 | 0 | 1 | 166.7 | 73348 | 0.44 | 1 | 856 | 376640 | 0.44 | 1 | 771.22 | 339336.8 | 0.44 | 1 | 1122.6 | 504948.4798 | 0.4498 | 1 |  | 1161 | 493446.4659 | 0.42502 | 1 |  | 1052 | 467062.5436 | 0.44398 | 1
5 | HAZIRA CCCP | 1 | 2001-09-30 | 52 | WR | GUJARAT | STATE | GSECL | THERMAL | GAS | n/a | [16 empty] | 377.7389 | 169907.9546 | 0.4498 |  | 1 | 380.7169 | 161811.7329 | 0.42502 |  | 1 | 320.859 | 142453.6318 | 0.44398 |  | 1
5 | HAZIRA CCCP | 2 | 2001-10-16 | 52 | WR | GUJARAT | STATE | GSECL | THERMAL | GAS | n/a | [16 empty] | 368.3958 | 165705.4238 | 0.4498 |  | 1 | 384.7048 | 163506.6649 | 0.42502 |  | 1 | 357.186 | 158581.9408 | 0.44398 |  | 1
5 | HAZIRA CCCP | 3 | 2002-03-31 | 52.1 | WR | GUJARAT | STATE | GSECL | THERMAL | GAS | n/a | [16 empty] | 376.6399 | 169413.6166 | 0.4498 |  | 1 | 394.599 | 167711.8496 | 0.42502 |  | 1 | 373.964 | 166030.9668 | 0.44398 |  | 1
6 | DHUVARAN CCPP | 0 |  | 177.9 | WR | GUJARAT | STATE | GSECL | THERMAL | GAS | n/a | 0 | 0 | 0 | 1 | 0 | 0 | 0 | 1 | 0 | 0 | 0 | 1 | 190 | 117111.7628 | 0.61638 | 1 | 669.954 | 321487.7823 | 0.47987 | 1 |  | 700.347 | 299792.7637 | 0.42806 | 1 |  | 248 | 107219.4196 | 0.43234 | 1
6 | DHUVARAN CCPP | 1 | 2003-06-04 | 67.9 | WR | GUJARAT | STATE | GSECL | THERMAL | GAS | n/a | [16 empty] | 429.555 | 206128.6158 | 0.47987 |  | 1 | 437.6297 | 187333.1558 | 0.42806 |  | 1 | 94.6554 | 40922.9825 | 0.43234 |  | 1
6 | DHUVARAN CCPP | 2 | 2003-09-22 | 38 | WR | GUJARAT | STATE | GSECL | THERMAL | GAS | n/a | [16 empty] | 240.399 | 115359.1664 | 0.47987 |  | 1 | 244.9179 | 104840.3523 | 0.42806 |  | 1 | 52.9736 | 22902.4055 | 0.43234 |  | 1
6 | DHUVARAN CCPP | 3 | 2006-03-17 | 72 | WR | GUJARAT | STATE | GSECL | THERMAL | GAS | n/a | [21 empty] | 17.7994 | 7619.2556 | 0.42806 |  | 1 | 100.371 | 43394.0316 | 0.43234 |  | 1
7 | WANAKBORI | 0 |  | 1470 | WR | GUJARAT | STATE | GSECL | THERMAL | COAL | OIL | 9510.71 | 9754655.8941 | 1.0256 | 1 | 10013.153 | 10008250.1315 | 0.99951 | 1 | 9766.24 | 10011295.0735 | 1.0251 | 1 | 9767.503 | 10218907.8476 | 1.0462 | 1 | 9909.45 | 10368368.8397 | 1.0463 | 1 |  | 9519.38 | 10327676.5761 | 1.0849 | 1 |  | 10050 | 10687952.4019 | 1.0635 | 1
7 | WANAKBORI | 1 | 1982-03-23 | 210 | WR | GUJARAT | STATE | GSECL | THERMAL | COAL | OIL
7 | WANAKBORI | 2 | 1983-01-15 | 210 | WR | GUJARAT | STATE | GSECL | THERMAL | COAL | OIL
7 | WANAKBORI | 3 | 1984-03-15 | 210 | WR | GUJARAT | STATE | GSECL | THERMAL | COAL | OIL
7 | WANAKBORI | 4 | 1986-03-09 | 210 | WR | GUJARAT | STATE | GSECL | THERMAL | COAL | OIL
7 | WANAKBORI | 5 | 1986-09-23 | 210 | WR | GUJARAT | STATE | GSECL | THERMAL | COAL | OIL
7 | WANAKBORI | 6 | 1987-11-18 | 210 | WR | GUJARAT | STATE | GSECL | THERMAL | COAL | OIL
7 | WANAKBORI | 7 | 1998-12-31 | 210 | WR | GUJARAT | STATE | GSECL | THERMAL | COAL | OIL | [16 empty] | 1508.1957 | 1578042.1169 | 1.0463 |  | 1 | 1598.2292 | 1733935.846 | 1.0849 |  | 1 | 1389.0387 | 1477211.9185 | 1.0635 |  | 1
8 | SIKKA REP. | 0 |  | 240 | WR | GUJARAT | STATE | GSECL | THERMAL | COAL | OIL | 977.104 | 1017080.2324 | 1.0409 | 1 | 1015.312 | 1144898.2173 | 1.1276 | 1 | 1009.583 | 1172958.8236 | 1.1618 | 1 | 879.597 | 1079766.2018 | 1.2276 | 1 | 1250.014 | 1559343.8234 | 1.2475 | 1 |  | 1253 | 1569379.1226 | 1.2525 | 1 |  | 1407 | 1820279.9334 | 1.2937 | 1
8 | SIKKA REP. | 1 | 1988-03-26 | 120 | WR | GUJARAT | STATE | GSECL | THERMAL | COAL | OIL | [26 empty] | 645.68
8 | SIKKA REP. | 2 | 1993-03-31 | 120 | WR | GUJARAT | STATE | GSECL | THERMAL | COAL | OIL | [26 empty] | 761.3
9 | KUTCH LIG. | 0 |  | 215 | WR | GUJARAT | STATE | GSECL | THERMAL | LIGN | OIL | 847 | 1379437.5455 | 1.6286 | 1 | 864 | 1361582.4608 | 1.5759 | 1 | 910.26 | 1418070.7128 | 1.5579 | 1 | 837.253 | 1461474.1502 | 1.7456 | 1 | 711.375 | 1345023.6777 | 1.8907 | 1 |  | 586 | 961572.2853 | 1.6409 | 1 |  | 1144 | 1825066.7759 | 1.5953 | 1
9 | KUTCH LIG. | 1 | 1990-09-03 | 70 | WR | GUJARAT | STATE | GSECL | THERMAL | LIGN | OIL
9 | KUTCH LIG. | 2 | 1991-03-25 | 70 | WR | GUJARAT | STATE | GSECL | THERMAL | LIGN | OIL
9 | KUTCH LIG. | 3 | 1997-04-02 | 75 | WR | GUJARAT | STATE | GSECL | THERMAL | LIGN | OIL | [16 empty] | 411.0744 | 777233.8966 | 1.8907 |  | 1 | 492.5291 | 808195.0378 | 1.6409
10 | VATWA TORR | 0 |  | 100 | WR | GUJARAT | PVT | TORR POWER | THERMAL | GAS | OIL | 512.98 | 351821.2951 | 0.68584 | 1 | 303.48 | 224778.272 | 0.74067 | 1 | 198.54 | 125326.8667 | 0.63124 | 1 | 3.34 | 4.0237 | 0.0012047 | 1 | 538.74 | 233186.4158 | 0.43284 | 1 |  | 701.65 | 301363.8677 | 0.42951 | 1 |  | 581.09 | 287309.6763 | 0.49443 | 1
10 | VATWA TORR | 1 | 1990-12-29 | 32.5 | WR | GUJARAT | PVT | TORR POWER | THERMAL | GAS | OIL | [26 empty] | 201.485
10 | VATWA TORR | 2 | 1991-06-26 | 32.5 | WR | GUJARAT | PVT | TORR POWER | THERMAL | GAS | OIL | [26 empty] | 172.894
10 | VATWA TORR | 3 | 1991-10-18 | 35 | WR | GUJARAT | PVT | TORR POWER | THERMAL | GAS | OIL | [26 empty] | 206.711
11 | ESSAR GT IMP. | 0 |  | 515 | WR | GUJARAT | PVT | ESSAR | THERMAL | GAS | NAPT | 505 | 222200 | 0.44 | 1 | 1913 | 841720 | 0.44 | 1 | 2891 | 1516040.4056 | 0.5244 | 1 | 2445 | 1075800 | 0.44 | 1 | 3287 | 1489852.3149 | 0.45326 | 1 |  | 3386 | 1515518.8177 | 0.44758 | 1 |  | 3330 | 1494417.4481 | 0.44877 | 1
11 | ESSAR GT IMP. | 1 | 1995-08-10 | 515 | WR | GUJARAT | PVT | ESSAR | THERMAL | GAS | NAPT | [16 empty] | 3285.39 | 1489122.5728 | 0.45326 |  | 1 | 3386 | 1515518.8177 | 0.44758
12 | TORR POWER SAB. | 0 |  | 390 | WR | GUJARAT | PVT | TORR POWER | THERMAL | COAL | OIL | 2566.2 | 3150821.8813 | 1.2278 | 1 | 2556.6 | 2935990.8048 | 1.1484 | 1 | 2699.1 | 2995267.1878 | 1.1097 | 1 | 2678.2 | 3050783.5095 | 1.1391 | 1 | 2766.8 | 3138624.1067 | 1.1344 | 1 |  | 2906 | 3441396.2324 | 1.1842 | 1 |  | 2964.77 | 3745977.2265 | 1.2635 | 1
12 | TORR POWER AEC | 1 | 1962-01-31 | 30 | WR | GUJARAT | PVT | TORR POWER | THERMAL | COAL | OIL
12 | TORR POWER AEC | 2 | 1963-04-30 | 30 | WR | GUJARAT | PVT | TORR POWER | THERMAL | COAL | OIL
12 | TORR POWER SAB. | 3 | 1978-10-12 | 110 | WR | GUJARAT | PVT | TORR POWER | THERMAL | COAL | OIL
12 | TORR POWER SAB. | 4 | 1984-12-31 | 110 | WR | GUJARAT | PVT | TORR POWER | THERMAL | COAL | OIL
12 | TORR POWER SAB. | 5 | 1988-09-28 | 110 | WR | GUJARAT | PVT | TORR POWER | THERMAL | COAL | OIL
13 | G.I.P.C.L. GT | 0 |  | 305 | WR | GUJARAT | PVT | GIPCL | THERMAL | GAS | NAPT | 1203.28 | 630886.8799 | 0.52431 | 1 | 1272.83 | 646438.671 | 0.50788 | 1 | 1897.3782 | 962235.9686 | 0.50714 | 1 | 1748.49 | 840372.7624 | 0.48063 | 1 | 2225.92 | 996397.9393 | 0.44763 | 1 |  | 2281 | 1035337.8153 | 0.4539 | 1 |  | 2112.667 | 975543.1368 | 0.46176 | 1
13 | G.I.P.C.L. GT | 1 | 1991-02-03 | 32 | WR | GUJARAT | PVT | GIPCL | THERMAL | GAS | NAPT
13 | G.I.P.C.L. GT | 2 | 1991-05-27 | 32 | WR | GUJARAT | PVT | GIPCL | THERMAL | GAS | NAPT
13 | G.I.P.C.L. GT | 3 | 1991-09-06 | 32 | WR | GUJARAT | PVT | GIPCL | THERMAL | GAS | NAPT
13 | G.I.P.C.L. GT | 4 | 1992-02-06 | 49 | WR | GUJARAT | PVT | GIPCL | THERMAL | GAS | NAPT
13 | G.I.P.C.L. GT | 5 | 1997-08-26 | 106 | WR | GUJARAT | PVT | GIPCL | THERMAL | GAS | NAPT | [16 empty] | 732.4664 | 314960.552 | 0.43 |  | 1 | 783.76 | 337016.8 | 0.43
13 | G.I.P.C.L. GT | 6 | 1997-11-18 | 54 | WR | GUJARAT | PVT | GIPCL | THERMAL | GAS | NAPT | [16 empty] | 366.7444 | 154032.6438 | 0.42 |  | 1 | 395.76 | 166219.2 | 0.42 |  | 1 | 369.839
14 | SURAT LIG. | 0 |  | 250 | WR | GUJARAT | PVT | GIPCL | THERMAL | LIGN | OIL | 1150.445 | 1472569.6 | 1.28 | 1 | 1277.849 | 1507789.0429 | 1.1799 | 1 | 1420.096 | 1554904.2812 | 1.0949 | 1 | 1466.989 | 1566669.947 | 1.0679 | 1 | 1599.5 | 1930130.0769 | 1.2067 | 1 |  | 1659.684 | 1972500.2643 | 1.1885 | 1 |  | 1549.483 | 1874404.347 | 1.2097 | 1
14 | SURAT LIG. | 1 | 2000-01-16 | 125 | WR | GUJARAT | PVT | GIPCL | THERMAL | LIGN | OIL | [16 empty] | 761.8237 | 919299.0521 | 1.2067 |  | 1 | 814.7279 | 968287.3493 | 1.1885 |  | 1 | 764.2914 | 924560.7087 | 1.2097 |  | 1
14 | SURAT LIG. | 2 | 1999-11-06 | 125 | WR | GUJARAT | PVT | GIPCL | THERMAL | LIGN | OIL | [16 empty] | 839.3987 | 1012909.4735 | 1.2067 |  | 1 | 844.8374 | 1004071.8818 | 1.1885 |  | 1 | 785.1916 | 949843.6383 | 1.2097 |  | 1
15 | PAGUTHAN | 0 |  | 655 | WR | GUJARAT | PVT | GTE CORP | THERMAL | GAS | NAPT | 2458.1 | 1282569.1422 | 0.52177 | 1 | 707.6 | 407414.1911 | 0.57577 | 1 | 1510.3 | 670232.8026 | 0.44377 | 1 | 3627.3 | 1528137.4166 | 0.42129 | 1 | 3585.3 | 1516032.2378 | 0.42285 | 1 |  | 4713.36 | 1977442.3123 | 0.41954 | 1 |  | 4341.33 | 1822358.1668 | 0.41977 | 1
15 | PAGUTHAN | 1 | 1997-10-10 | 137.945 | WR | GUJARAT | PVT | GTE CORP | THERMAL | GAS | NAPT | [16 empty] | 723.8292 | 306068.7642 | 0.42285 |  | 1 | 987.0571 | 414109.7777 | 0.41954 |  | 1
15 | PAGUTHAN | 2 | 1998-06-02 | 137.945 | WR | GUJARAT | PVT | GTE CORP | THERMAL | GAS | NAPT | [16 empty] | 774.5096 | 327498.8045 | 0.42285 |  | 1 | 1039.2146 | 435991.9494 | 0.41954 |  | 1 | 914.2974 | 383794.1944 | 0.41977 |  | 1
15 | PAGUTHAN | 3 | 1998-06-03 | 137.945 | WR | GUJARAT | PVT | GTE CORP | THERMAL | GAS | NAPT | [16 empty] | 750.484 | 317339.6546 | 0.42285 |  | 1 | 991.9776 | 416174.1335 | 0.41954 |  | 1 | 914.2974 | 383794.1944 | 0.41977 |  | 1
15 | PAGUTHAN | 4 | 1998-12-11 | 240.891 | WR | GUJARAT | PVT | GTE CORP | THERMAL | GAS | NAPT | [16 empty] | 1336.1732 | 564996.4176 | 0.42285 |  | 1 | 1661.1689 | 696926.5252 | 0.41954 |  | 1 | 1596.6219 | 670213.2537 | 0.41977 |  | 1
16 | KAWAS GT | 0 |  | 644 | WR | GUJARAT | CENTER | NTPC | THERMAL | GAS | NAPT | 4618.35 | 2032074 | 0.44 | 1 | 3679.7 | 1619068 | 0.44 | 1 | 4128.9 | 1816716 | 0.44 | 1 | 3795.6 | 1670064 | 0.44 | 1 | 2752.91 | 1681701.3048 | 0.61088 | 1 |  | 2821 | 1407764 | 0.49903 | 1 |  | 3564 | 1619377 | 0.45437 | 1
16 | KAWAS GT | 1 | 1992-05-22 | 106 | WR | GUJARAT | CENTER | NTPC | THERMAL | GAS | NAPT
16 | KAWAS GT | 2 | 1992-03-22 | 106 | WR | GUJARAT | CENTER | NTPC | THERMAL | GAS | NAPT
16 | KAWAS GT | 3 | 1993-02-23 | 110 | WR | GUJARAT | CENTER | NTPC | THERMAL | GAS | NAPT
16 | KAWAS GT | 4 | 1992-08-27 | 106 | WR | GUJARAT | CENTER | NTPC | THERMAL | GAS | NAPT
16 | KAWAS GT | 5 | 1992-01-30 | 106 | WR | GUJARAT | CENTER | NTPC | THERMAL | GAS | NAPT
16 | KAWAS GT | 6 | 1993-03-19 | 110 | WR | GUJARAT | CENTER | NTPC | THERMAL | GAS | NAPT
17 | GANDHAR GT | 0 |  | 648 | WR | GUJARAT | CENTER | NTPC | THERMAL | GAS | n/a | 2721.27 | 1197358.8 | 0.44 | 1 | 3542.91 | 1558880.4 | 0.44 | 1 | 3295.68 | 1450099.2 | 0.44 | 1 | 3141.45 | 1382238 | 0.44 | 1 | 3950.8 | 1722980.0174 | 0.43611 | 1 |  | 4390 | 1929058 | 0.43942 | 1 |  | 4467 | 1970294 | 0.44108 | 1
17 | GANDHAR GT | 1 | 1994-03-17 | 131 | WR | GUJARAT | CENTER | NTPC | THERMAL | GAS | n/a
17 | GANDHAR GT | 2 | 1994-03-31 | 131 | WR | GUJARAT | CENTER | NTPC | THERMAL | GAS | n/a | [16 empty] | 791.132 | 340186.76 | 0.43
17 | GANDHAR GT | 3 | 1994-05-20 | 131 | WR | GUJARAT | CENTER | NTPC | THERMAL | GAS | n/a | [16 empty] | 853.697 | 367089.71 | 0.43
17 | GANDHAR GT | 4 | 1995-03-30 | 255 | WR | GUJARAT | CENTER | NTPC | THERMAL | GAS | n/a | [16 empty] | 1445.591 | 621604.13 | 0.43
18 | KAKRAPARA | 0 |  | 440 | WR | GUJARAT | CENTER | NPC | NUCLEAR | NUCLEAR |  | 3120.06 | 0 | 0 |  | 2961.5 | 0 | 0 |  | 3293.29 | 0 | 0 |  | 2903.79 | 0 | 0 |  | 2177.86 | 0 | 0 |  |  | 2053 | 0 | 0 |  |  | 2136 | 0 | 0
18 | KAKRAPARA | 1 | 1992-11-24 | 220 | WR | GUJARAT | CENTER | NPC | NUCLEAR | NUCLEAR | [14 empty] | 0 | 0
18 | KAKRAPARA | 2 | 1995-03-04 | 220 | WR | GUJARAT | CENTER | NPC | NUCLEAR | NUCLEAR | [14 empty] | 0 | 0 |  | 1099.3059
19 | SATPURA | 0 |  | 1142.5 | WR | MADHYA PRADESH | STATE | MPGPCL | THERMAL | COAL | OIL | 6578 | 7838275.4689 | 1.1916 | 1 | 6680.9712 | 8238728.8831 | 1.2332 | 1 | 7261.0356 | 8933459.1935 | 1.2303 | 1 | 7061.3412 | 8896482.6939 | 1.2599 | 1 | 7019.6659 | 8901329.8488 | 1.2681 | 1 |  | 6917 | 9707404.9403 | 1.4034 | 1 |  | 6687.083 | 8978738.9037 | 1.3427 | 1
19 | SATPURA | 1 | 1967-10-06 | 62.5 | WR | MADHYA PRADESH | STATE | MPGPCL | THERMAL | COAL | OIL
19 | SATPURA | 2 | 1968-03-04 | 62.5 | WR | MADHYA PRADESH | STATE | MPGPCL | THERMAL | COAL | OIL
19 | SATPURA | 3 | 1968-06-18 | 62.5 | WR | MADHYA PRADESH | STATE | MPGPCL | THERMAL | COAL | OIL
19 | SATPURA | 4 | 1968-07-11 | 62.5 | WR | MADHYA PRADESH | STATE | MPGPCL | THERMAL | COAL | OIL
19 | SATPURA | 5 | 1970-03-31 | 62.5 | WR | MADHYA PRADESH | STATE | MPGPCL | THERMAL | COAL | OIL
19 | SATPURA | 6 | 1979-03-30 | 200 | WR | MADHYA PRADESH | STATE | MPGPCL | THERMAL | COAL | OIL
19 | SATPURA | 7 | 1980-09-20 | 210 | WR | MADHYA PRADESH | STATE | MPGPCL | THERMAL | COAL | OIL
19 | SATPURA | 8 | 1983-01-25 | 210 | WR | MADHYA PRADESH | STATE | MPGPCL | THERMAL | COAL | OIL
19 | SATPURA | 9 | 1984-02-27 | 210 | WR | MADHYA PRADESH | STATE | MPGPCL | THERMAL | COAL | OIL
20 | KORBA-EAST | 0 |  | 690 | WR | CHATTISGARH | STATE | CSEB | THERMAL | COAL | OIL | 1946.71 | 2743760.5468 | 1.4094 | 1 | 1963.45 | 2850205.3496 | 1.4516 | 1 | 1808.71 | 2485990.0141 | 1.3745 | 1 | 1790.85 | 2519957.6507 | 1.4071 | 1 | 2231 | 3079535.7352 | 1.3803 | 1 |  | 2893 | 3807298.008 | 1.316 | 1 |  | 2977.562 | 3487660.8664 | 1.1713 | 1
20 | KORBA-II | 1 | 1966-08-31 | 50 | WR | CHATTISGARH | STATE | CSEB | THERMAL | COAL | OIL
20 | KORBA-II | 2 | 1967-04-30 | 50 | WR | CHATTISGARH | STATE | CSEB | THERMAL | COAL | OIL
20 | KORBA-II | 3 | 1968-02-29 | 50 | WR | CHATTISGARH | STATE | CSEB | THERMAL | COAL | OIL
20 | KORBA-II | 4 | 1968-09-30 | 50 | WR | CHATTISGARH | STATE | CSEB | THERMAL | COAL | OIL
20 | KORBA-III | 5 | 1976-03-22 | 120 | WR | CHATTISGARH | STATE | CSEB | THERMAL | COAL | OIL
20 | KORBA-III | 6 | 1981-04-05 | 120 | WR | CHATTISGARH | STATE | CSEB | THERMAL | COAL | OIL
20 | KORBA-IV | 7 | 2007-03-30 | 250 | WR | CHATTISGARH | STATE | CSEB | THERMAL | COAL | OIL | [26 empty] | 0 | 0 | 1.05 |  | 1
21 | KORBA-WEST | 0 |  | 840 | WR | CHATTISGARH | STATE | CSEB | THERMAL | COAL | OIL | 4474.1882 | 5075319.6856 | 1.1344 | 1 | 5054.368 | 5498563.3904 | 1.0879 | 1 | 5049.5 | 5674866.1908 | 1.1238 | 1 | 5107 | 5747254.0482 | 1.1254 | 1 | 4906 | 5498162.4132 | 1.1207 | 1 |  | 5265 | 5763832.681 | 1.0947 | 1 |  | 5387.16 | 6267014.8607 | 1.1633 | 1
21 | KORBA-WEST | 1 | 1983-06-21 | 210 | WR | CHATTISGARH | STATE | CSEB | THERMAL | COAL | OIL
21 | KORBA-WEST | 2 | 1984-03-30 | 210 | WR | CHATTISGARH | STATE | CSEB | THERMAL | COAL | OIL
21 | KORBA-WEST | 3 | 1985-03-26 | 210 | WR | CHATTISGARH | STATE | CSEB | THERMAL | COAL | OIL
21 | KORBA-WEST | 4 | 1986-03-13 | 210 | WR | CHATTISGARH | STATE | CSEB | THERMAL | COAL | OIL
22 | AMAR KANTAK | 0 |  | 300 | WR | MADHYA PRADESH | STATE | MPGPCL | THERMAL | COAL | OIL | 1030.37 | 1436927.9042 | 1.3946 | 1 | 878.27 | 1316682.1887 | 1.4992 | 1 | 1290.33 | 1960919.3001 | 1.5197 | 1 | 1030.88 | 1746725.0836 | 1.6944 | 1 | 1051.65 | 1877895.8999 | 1.7857 | 1 |  | 959 | 1676836.7948 | 1.7485 | 1 |  | 1100.435 | 1822613.6076 | 1.6563 | 1
22 | AMAR KANTAK | 1 | 1965-01-31 | 30 | WR | MADHYA PRADESH | STATE | MPGPCL | THERMAL | COAL | OIL
22 | AMAR KANTAK | 2 | 1965-03-31 | 30 | WR | MADHYA PRADESH | STATE | MPGPCL | THERMAL | COAL | OIL
22 | AMAR KANTAK EXT | 3 | 1977-09-11 | 120 | WR | MADHYA PRADESH | STATE | MPGPCL | THERMAL | COAL | OIL
22 | AMAR KANTAK EXT | 4 | 1978-03-31 | 120 | WR | MADHYA PRADESH | STATE | MPGPCL | THERMAL | COAL | OIL
23 | SANJAY GANDHI | 0 |  | 840 | WR | MADHYA PRADESH | STATE | MPGPCL | THERMAL | COAL | OIL | 4434.1461 | 6344391.7277 | 1.4308 | 1 | 3753.958 | 5527453.3029 | 1.4724 | 1 | 4678.557 | 6462271.9096 | 1.3813 | 1 | 4726.599 | 6075697.7626 | 1.2854 | 1 | 4906.256 | 6449454.4087 | 1.3145 | 1 |  | 4352 | 5825381.9492 | 1.3386 | 1 |  | 4873.703 | 6183828.7171 | 1.2688 | 1
23 | SANJAY GANDHI | 1 | 1993-03-26 | 210 | WR | MADHYA PRADESH | STATE | MPGPCL | THERMAL | COAL | OIL | [26 empty] | 1182.749
23 | SANJAY GANDHI | 2 | 1994-03-27 | 210 | WR | MADHYA PRADESH | STATE | MPGPCL | THERMAL | COAL | OIL | [26 empty] | 1054.025
23 | SANJAY GANDHI | 3 | 1999-02-28 | 210 | WR | MADHYA PRADESH | STATE | MPGPCL | THERMAL | COAL | OIL | [16 empty] | 1392.8148 | 1830906.3892 | 1.3145 |  | 1 | 1321.9226 | 1769463.1938 | 1.3386 |  | 1 | 1357.927 | 1722958.4934 | 1.2688 |  | 1
23 | SANJAY GANDHI | 4 | 1999-11-23 | 210 | WR | MADHYA PRADESH | STATE | MPGPCL | THERMAL | COAL | OIL | [16 empty] | 1321.9633 | 1737769.4898 | 1.3145 |  | 1 | 1261.12 | 1688075.7545 | 1.3386 |  | 1 | 1279.002 | 1622817.2494 | 1.2688 |  | 1
24 | KORBA STPS | 0 |  | 2100 | WR | CHATTISGARH | CENTER | NTPC | THERMAL | COAL | OIL | 15350.2776 | 15483488.6626 | 1.0087 | 1 | 15610 | 15991278.2397 | 1.0244 | 1 | 15442 | 16437781.7858 | 1.0645 | 1 | 14695 | 14974282.9933 | 1.019 | 1 | 15914 | 18721933.9943 | 1.1764 | 1 |  | 14958 | 14437770.7715 | 0.96522 | 1 |  | 15472 | 14839026 | 0.95909 | 1
24 | KORBA STPS | 1 | 1983-03-01 | 200 | WR | CHATTISGARH | CENTER | NTPC | THERMAL | COAL | OIL
24 | KORBA STPS | 2 | 1983-10-31 | 200 | WR | CHATTISGARH | CENTER | NTPC | THERMAL | COAL | OIL
24 | KORBA STPS | 3 | 1984-03-17 | 200 | WR | CHATTISGARH | CENTER | NTPC | THERMAL | COAL | OIL
24 | KORBA STPS | 4 | 1987-05-31 | 500 | WR | CHATTISGARH | CENTER | NTPC | THERMAL | COAL | OIL
24 | KORBA STPS | 5 | 1988-03-25 | 500 | WR | CHATTISGARH | CENTER | NTPC | THERMAL | COAL | OIL
24 | KORBA STPS | 6 | 1989-02-23 | 500 | WR | CHATTISGARH | CENTER | NTPC | THERMAL | COAL | OIL
25 | VINDH_CHAL STPS | 0 |  | 3260 | WR | MADHYA PRADESH | CENTER | NTPC | THERMAL | COAL | OIL | 12980.7258 | 13112618.4909 | 1.0102 | 1 | 14251.4 | 14544856.2572 | 1.0206 | 1 | 15766.5 | 15836933.6879 | 1.0045 | 1 | 13374.2 | 15149329.4132 | 1.1327 | 1 | 16554.5 | 16428609.5239 | 0.9924 | 1 |  | 17018 | 16655040.2348 | 0.97867 | 1 |  | 18838 | 18340418 | 0.97359 | 1
25 | VINDH_CHAL STPS | 1 | 1987-10-10 | 210 | WR | MADHYA PRADESH | CENTER | NTPC | THERMAL | COAL | OIL
25 | VINDH_CHAL STPS | 2 | 1988-07-23 | 210 | WR | MADHYA PRADESH | CENTER | NTPC | THERMAL | COAL | OIL
25 | VINDH_CHAL STPS | 3 | 1989-02-03 | 210 | WR | MADHYA PRADESH | CENTER | NTPC | THERMAL | COAL | OIL
25 | VINDH_CHAL STPS | 4 | 1989-12-26 | 210 | WR | MADHYA PRADESH | CENTER | NTPC | THERMAL | COAL | OIL
25 | VINDH_CHAL STPS | 5 | 1990-03-31 | 210 | WR | MADHYA PRADESH | CENTER | NTPC | THERMAL | COAL | OIL
25 | VINDH_CHAL STPS | 6 | 1991-02-01 | 210 | WR | MADHYA PRADESH | CENTER | NTPC | THERMAL | COAL | OIL
25 | VINDH_CHAL STPS | 7 | 1999-03-03 | 500 | WR | MADHYA PRADESH | CENTER | NTPC | THERMAL | COAL | OIL | [16 empty] | 3545.4325 | 3518470.8772 | 0.9924 |  | 1 | 3660.3175 | 3582250.2782 | 0.97867 |  | 1 | 3576.05 | 3481593.1516 | 0.97359 |  | 1
25 | VINDH_CHAL STPS | 8 | 2000-02-26 | 500 | WR | MADHYA PRADESH | CENTER | NTPC | THERMAL | COAL | OIL | [16 empty] | 3569.76 | 3542613.3761 | 0.9924 |  | 1 | 3808.8725 | 3727636.8984 | 0.97867 |  | 1 | 4088.2225 | 3980237.2612 | 0.97359 |  | 1
25 | VINDH_CHAL STPS | 9 | 2006-07-27 | 500 | WR | MADHYA PRADESH | CENTER | NTPC | THERMAL | COAL | OIL | [26 empty] | 870.795 | 847794.0489 | 0.97359 |  | 1
25 | VINDH_CHAL STPS | 10 | 2007-03-08 | 500 | WR | MADHYA PRADESH | CENTER | NTPC | THERMAL | COAL | OIL | [26 empty] | 754.8 | 734862.9104 | 0.97359 |  | 1
26 | NASIK | 0 |  | 910 | WR | MAHARASHTRA | STATE | MAHAGENCO | THERMAL | COAL | OIL | 5320 | 5611785.4495 | 1.0548 | 1 | 5154.7 | 5548370.0706 | 1.0764 | 1 | 4861.73 | 4912877.8926 | 1.0105 | 1 | 5143.03 | 5686494.9783 | 1.1057 | 1 | 5169.41 | 5692525.4998 | 1.1012 | 1 |  | 5232 | 6417825.7363 | 1.2266 | 1 |  | 5935.652 | 7611382.3539 | 1.2823 | 1
26 | NASIK | 1 | 1970-08-16 | 140 | WR | MAHARASHTRA | STATE | MAHAGENCO | THERMAL | COAL | OIL | [26 empty] | 764.385
26 | NASIK | 2 | 1971-03-24 | 140 | WR | MAHARASHTRA | STATE | MAHAGENCO | THERMAL | COAL | OIL | [26 empty] | 812.379
26 | NASIK | 3 | 1979-03-31 | 210 | WR | MAHARASHTRA | STATE | MAHAGENCO | THERMAL | COAL | OIL | [26 empty] | 1414.564
26 | NASIK | 4 | 1980-07-10 | 210 | WR | MAHARASHTRA | STATE | MAHAGENCO | THERMAL | COAL | OIL | [26 empty] | 1404.458
26 | NASIK | 5 | 1981-01-30 | 210 | WR | MAHARASHTRA | STATE | MAHAGENCO | THERMAL | COAL | OIL | [26 empty] | 1539.866
27 | KORADI | 0 |  | 1100 | WR | MAHARASHTRA | STATE | MAHAGENCO | THERMAL | COAL | OIL | 5378.77 | 6150594.1981 | 1.1435 | 1 | 5486.026 | 6604838.3149 | 1.2039 | 1 | 5545.426 | 6557091.6334 | 1.1824 | 1 | 5626.059 | 6849962.7328 | 1.2175 | 1 | 5803.844 | 7201512.4815 | 1.2408 | 1 |  | 5814 | 7294409.9209 | 1.2546 | 1 |  | 6123 | 7705555.4189 | 1.2585 | 1
27 | KORADI | 1 | 1974-06-04 | 120 | WR | MAHARASHTRA | STATE | MAHAGENCO | THERMAL | COAL | OIL
27 | KORADI | 2 | 1975-03-24 | 120 | WR | MAHARASHTRA | STATE | MAHAGENCO | THERMAL | COAL | OIL
27 | KORADI | 3 | 1976-03-03 | 120 | WR | MAHARASHTRA | STATE | MAHAGENCO | THERMAL | COAL | OIL
27 | KORADI | 4 | 1976-07-22 | 120 | WR | MAHARASHTRA | STATE | MAHAGENCO | THERMAL | COAL | OIL
27 | KORADI | 5 | 1978-03-31 | 200 | WR | MAHARASHTRA | STATE | MAHAGENCO | THERMAL | COAL | OIL
27 | KORADI | 6 | 1982-03-30 | 210 | WR | MAHARASHTRA | STATE | MAHAGENCO | THERMAL | COAL | OIL
27 | KORADI | 7 | 1983-01-13 | 210 | WR | MAHARASHTRA | STATE | MAHAGENCO | THERMAL | COAL | OIL
28 | K_KHEDA II | 0 |  | 840 | WR | MAHARASHTRA | STATE | MAHAGENCO | THERMAL | COAL | OIL | 3206.88 | 3364742.3798 | 1.0492 | 1 | 5023.333 | 5310369.5863 | 1.0571 | 1 | 5619 | 5719276.7099 | 1.0178 | 1 | 5467.895 | 5699468.0624 | 1.0424 | 1 | 5730.087 | 6296957.0163 | 1.0989 | 1 |  | 5158 | 5616796.0062 | 1.0889 | 1 |  | 5989.484 | 6508559.9855 | 1.0867 | 1
28 | K_KHEDA II | 1 | 1989-03-26 | 210 | WR | MAHARASHTRA | STATE | MAHAGENCO | THERMAL | COAL | OIL | [26 empty] | 1539.573
28 | K_KHEDA II | 2 | 1990-01-08 | 210 | WR | MAHARASHTRA | STATE | MAHAGENCO | THERMAL | COAL | OIL | [26 empty] | 1371.996
28 | K_KHEDA II | 3 | 2000-05-31 | 210 | WR | MAHARASHTRA | STATE | MAHAGENCO | THERMAL | COAL | OIL | [16 empty] | 1461.6356 | 1606233.2496 | 1.0989 |  | 1 | 1170.7503 | 1274886.6503 | 1.0889 |  | 1 | 1554.429 | 1689142.9027 | 1.0867 |  | 1
28 | K_KHEDA II | 4 | 2001-01-07 | 210 | WR | MAHARASHTRA | STATE | MAHAGENCO | THERMAL | COAL | OIL | [16 empty] | 1362.1826 | 1496941.5006 | 1.0989 |  | 1 | 1405.7268 | 1530764.0069 | 1.0889 |  | 1 | 1523.486 | 1655518.2413 | 1.0867 |  | 1
29 | PARAS | 0 |  | 62.5 | WR | MAHARASHTRA | STATE | MAHAGENCO | THERMAL | COAL | OIL | 342.3866 | 446305.8754 | 1.3035 | 1 | 326 | 455134.0867 | 1.3961 | 1 | 267.8126 | 370886.0381 | 1.3849 | 1 | 375 | 523679.4255 | 1.3965 | 1 | 351 | 523140.9987 | 1.4904 | 1 |  | 434 | 581669.2143 | 1.3403 | 1 |  | 381.567 | 525736.8797 | 1.3778 | 1
29 | PARAS | 1 | 1967-10-25 | 62.5 | WR | MAHARASHTRA | STATE | MAHAGENCO | THERMAL | COAL | OIL
30 | BHUSAWAL | 0 |  | 482.5 | WR | MAHARASHTRA | STATE | MAHAGENCO | THERMAL | COAL | OIL | 2615.62 | 2723116.8994 | 1.0411 | 1 | 3010.896 | 3202076.6301 | 1.0635 | 1 | 2315.12 | 2414363.3521 | 1.0429 | 1 | 2991.036 | 3212612.2952 | 1.0741 | 1 | 2972.464 | 3323029.5196 | 1.1179 | 1 |  | 3067.3 | 3370887.5457 | 1.099 | 1 |  | 2884.99 | 3202486.8262 | 1.1101 | 1
30 | BHUSAWAL | 1 | 1968-07-17 | 62.5 | WR | MAHARASHTRA | STATE | MAHAGENCO | THERMAL | COAL | OIL
30 | BHUSAWAL | 2 | 1979-03-28 | 210 | WR | MAHARASHTRA | STATE | MAHAGENCO | THERMAL | COAL | OIL
30 | BHUSAWAL | 3 | 1982-05-04 | 210 | WR | MAHARASHTRA | STATE | MAHAGENCO | THERMAL | COAL | OIL
31 | PARLI | 0 |  | 940 | WR | MAHARASHTRA | STATE | MAHAGENCO | THERMAL | COAL | OIL | 4104.11 | 4607106.4081 | 1.1226 | 1 | 3988.077 | 4398735.2057 | 1.103 | 1 | 4124.249 | 4590982.3074 | 1.1132 | 1 | 3898.576 | 4335055.3077 | 1.112 | 1 | 4454.397 | 4746105.893 | 1.0655 | 1 |  | 4687 | 5686702.6843 | 1.2133 | 1 |  | 4142.42 | 4638297.5994 | 1.1197 | 1
31 | PARLI | 1 | 1971-11-30 | 30 | WR | MAHARASHTRA | STATE | MAHAGENCO | THERMAL | COAL | OIL
31 | PARLI | 2 | 1972-06-30 | 30 | WR | MAHARASHTRA | STATE | MAHAGENCO | THERMAL | COAL | OIL
31 | PARLI | 3 | 1980-09-20 | 210 | WR | MAHARASHTRA | STATE | MAHAGENCO | THERMAL | COAL | OIL
31 | PARLI | 4 | 1985-03-26 | 210 | WR | MAHARASHTRA | STATE | MAHAGENCO | THERMAL | COAL | OIL
31 | PARLI | 5 | 1987-12-31 | 210 | WR | MAHARASHTRA | STATE | MAHAGENCO | THERMAL | COAL | OIL
31 | PARLI | 6 | 2007-02-16 | 250 | WR | MAHARASHTRA | STATE | MAHAGENCO | THERMAL | COAL | OIL | [26 empty] | 0 | 0 | 1.05 |  | 1
32 | CHANDRAPUR_Coal | 0 |  | 2340 | WR | MAHARASHTRA | STATE | MAHAGENCO | THERMAL | COAL | OIL | 14367.91 | 13982919.9394 | 0.9732 | 1 | 14986.451 | 15416508.8802 | 1.0287 | 1 | 14010.683 | 13498871.8102 | 0.96347 | 1 | 14985.63 | 14193308.9782 | 0.94713 | 1 | 14694.634 | 15788296.0398 | 1.0744 | 1 |  | 12989 | 13844022.8769 | 1.0658 | 1 |  | 12094.112 | 12341297.2008 | 1.0204 | 1
32 | CHANDRAPUR_Coal | 1 | 1983-08-15 | 210 | WR | MAHARASHTRA | STATE | MAHAGENCO | THERMAL | COAL | OIL | [26 empty] | 1319.421
32 | CHANDRAPUR_Coal | 2 | 1984-07-11 | 210 | WR | MAHARASHTRA | STATE | MAHAGENCO | THERMAL | COAL | OIL | [26 empty] | 1286.318
32 | CHANDRAPUR_Coal | 3 | 1985-05-03 | 210 | WR | MAHARASHTRA | STATE | MAHAGENCO | THERMAL | COAL | OIL | [26 empty] | 1490.747
32 | CHANDRAPUR_Coal | 4 | 1986-03-08 | 210 | WR | MAHARASHTRA | STATE | MAHAGENCO | THERMAL | COAL | OIL | [26 empty] | 1530.52
32 | CHANDRAPUR_Coal | 5 | 1991-03-22 | 500 | WR | MAHARASHTRA | STATE | MAHAGENCO | THERMAL | COAL | OIL | [26 empty] | 1032.836
32 | CHANDRAPUR_Coal | 6 | 1992-03-11 | 500 | WR | MAHARASHTRA | STATE | MAHAGENCO | THERMAL | COAL | OIL | [26 empty] | 3188.875
32 | CHANDRAPUR_Coal | 7 | 1997-10-01 | 500 | WR | MAHARASHTRA | STATE | MAHAGENCO | THERMAL | COAL | OIL | [16 empty] | 3122.5965 | 3122596.5 | 1 |  | 1 | 3348.8515 | 3348851.5 | 1 |  |  | 2245.396
33 | URAN GT | 0 |  | 912 | WR | MAHARASHTRA | STATE | MAHAGENCO | THERMAL | GAS | n/a | 3395 | 1493800 | 0.44 | 1 | 3587 | 1578280 | 0.44 | 1 | 3809 | 1675960 | 0.44 | 1 | 3908 | 1719520 | 0.44 | 1 | 4021 | 1750599.6299 | 0.43536 | 1 |  | 3692 | 1815279.3767 | 0.49168 | 1 |  | 3941.493 | 1881492.2523 | 0.47736 | 1
33 | URAN GT | 1 | 1982-02-20 | 60 | WR | MAHARASHTRA | STATE | MAHAGENCO | THERMAL | GAS | n/a
33 | URAN GT | 2 | 1982-03-29 | 60 | WR | MAHARASHTRA | STATE | MAHAGENCO | THERMAL | GAS | n/a
33 | URAN GT | 3 | 1982-05-26 | 60 | WR | MAHARASHTRA | STATE | MAHAGENCO | THERMAL | GAS | n/a
33 | URAN GT | 4 | 1982-07-21 | 60 | WR | MAHARASHTRA | STATE | MAHAGENCO | THERMAL | GAS | n/a
33 | URAN GT | 5 | 1985-10-10 | 108 | WR | MAHARASHTRA | STATE | MAHAGENCO | THERMAL | GAS | n/a
33 | URAN GT | 6 | 1985-08-02 | 108 | WR | MAHARASHTRA | STATE | MAHAGENCO | THERMAL | GAS | n/a
33 | URAN GT | 7 | 1985-06-17 | 108 | WR | MAHARASHTRA | STATE | MAHAGENCO | THERMAL | GAS | n/a
33 | URAN GT | 8 | 1986-01-15 | 108 | WR | MAHARASHTRA | STATE | MAHAGENCO | THERMAL | GAS | n/a
33 | URAN WHP | 9 | 1994-03-16 | 120 | WR | MAHARASHTRA | STATE | MAHAGENCO | THERMAL | GAS | n/a
33 | URAN WHP | 10 | 1994-10-28 | 120 | WR | MAHARASHTRA | STATE | MAHAGENCO | THERMAL | GAS | n/a | [16 empty] | 709.8945 | 305254.635 | 0.43
34 | TROMBAY_Oil | 0 | 1965-06-30 | 150 | WR | MAHARASHTRA | PVT | TATA PCL | THERMAL | OIL | GAS | 551 | 456568.6411 | 0.82862 | 1 | 469 | 627078.1698 | 1.3371 | 1 | 832 | 687450.9025 | 0.82626 | 1 | 653 | 531984.6366 | 0.81468 | 1 | 615 | 460911.6408 | 0.74945 | 1 |  | 589 | 479298.4391 | 0.81375 | 1 |  | 823.069 | 687735.0207 | 0.83557 | 1
35 | TROMBAY | 0 | 1990-03-23 | 500 | WR | MAHARASHTRA | PVT | TATA PCL | THERMAL | OIL | GAS | 2753 | 1879922.4233 | 0.68286 | 1 | 2997 | 2123540.1821 | 0.70856 | 1 | 3116 | 2197263.5497 | 0.70516 | 1 | 3239 | 2202274.1296 | 0.67992 | 1 | 3329 | 2304047.2785 | 0.69211 | 1 |  | 3340 | 2308585.1089 | 0.69119 | 1 |  | 2823.87 | 2068663.4133 | 0.73256 | 1
36 | TROMBAY_Coal | 0 | 1984-01-25 | 500 | WR | MAHARASHTRA | PVT | TATA PCL | THERMAL | COAL | OIL | 3449 | 2232226.2864 | 0.64721 | 1 | 3137 | 3047002.1824 | 0.97131 | 1 | 3621 | 3986277.8449 | 1.1009 | 1 | 3369 | 3122940.178 | 0.92696 | 1 | 3867 | 3740565.3915 | 0.9673 | 1 |  | 3565 | 3464541.0271 | 0.97182 | 1 |  | 3827.868 | 3788639.6741 | 0.98975 | 1
37 | TROMBAY GT | 0 |  | 180 | WR | MAHARASHTRA | PVT | TATA PCL | THERMAL | GAS | n/a | 980 | 430487.1109 | 0.43927 | 1 | 1203 | 531286.2415 | 0.44163 | 1 | 1121 | 511338.0067 | 0.45614 | 1 | 1390 | 598070.3658 | 0.43027 | 1 | 1304 | 563576.2301 | 0.43219 | 1 |  | 1300 | 560165.4598 | 0.4309 | 1 |  | 1308.02 | 553007.3208 | 0.42278 | 1
37 | TROMBAY GT | 1 | 1993-07-29 | 120 | WR | MAHARASHTRA | PVT | TATA PCL | THERMAL | GAS | n/a
37 | TROMBAY GT | 2 | 1994-12-09 | 60 | WR | MAHARASHTRA | PVT | TATA PCL | THERMAL | GAS | n/a | [16 empty] | 485.7178 | 204001.476 | 0.42
38 | DHANU | 0 |  | 500 | WR | MAHARASHTRA | PVT | REL | THERMAL | COAL | OIL | 3361 | 3172806.7767 | 0.94401 | 1 | 3546 | 3399199.421 | 0.9586 | 1 | 3671 | 3493824.5586 | 0.95174 | 1 | 4084 | 3880904.3208 | 0.95027 | 1 | 4105 | 3807076.3133 | 0.92742 | 1 |  | 3995 | 3707571.9987 | 0.92805 | 1 |  | 4117.614 | 3852358.4358 | 0.93558 | 1
38 | DHANU | 1 | 1995-01-06 | 250 | WR | MAHARASHTRA | PVT | REL | THERMAL | COAL | OIL | [16 empty] | 2103.861 | 1951171.6368 | 0.92742 | [7 empty] | 2020.494
38 | DHANU | 2 | 1995-03-29 | 250 | WR | MAHARASHTRA | PVT | REL | THERMAL | COAL | OIL | [16 empty] | 2001.6938 | 1856419.2622 | 0.92742 | [7 empty] | 2097.12
39 | TARAPUR | 0 |  | 1400 | WR | MAHARASHTRA | CENTER | NPC | NUCLEAR | NUCLEAR |  | 2189 | 0 | 0 |  | 2278.01 | 0 | 0 |  | 2251.69 | 0 | 0 |  | 2271 | 0 | 0 |  | 2353.12 | 0 | 0 |  |  | 3285 | 0 | 0 |  |  | 5604 | 0 | 0
39 | TARAPUR | 1 | 1960-03-31 | 160 | WR | MAHARASHTRA | CENTER | NPC | NUCLEAR | NUCLEAR | [14 empty] | 0 | 0
39 | TARAPUR | 2 | 1969-04-30 | 160 | WR | MAHARASHTRA | CENTER | NPC | NUCLEAR | NUCLEAR | [14 empty] | 0 | 0
39 | TARAPUR | 3 | 2005-06-04 | 540 | WR | MAHARASHTRA | CENTER | NPC | NUCLEAR | NUCLEAR | [22 empty] | 1981.5708 | 0 | 0 |  | 1 | 1797.16 | 0 | 0 |  | 1
39 | TARAPUR | 4 | 2006-08-18 | 540 | WR | MAHARASHTRA | CENTER | NPC | NUCLEAR | NUCLEAR | [27 empty] | 1691.55 | 0 | 0 |  | 1
40 | RELIANCE ENERGY | 0 |  | 48 | WR | GOA | PVT | REL | THERMAL | NAPT | n/a | 0 | 0 | 0 | 1 | 0 | 0 | 0 | 1 | 0 | 0 | 0 | 1 | 316.52 | 219295.8755 | 0.69283 | 1 | 329 | 213574.5443 | 0.64916 | 1 |  | 340.73 | 212816.4538 | 0.62459 | 1 |  | 345.38 | 208960.6736 | 0.60502 | 1
40 | RELIANCE ENERGY | 1 | 1999-08-14 | 48 | WR | GOA | PVT | REL | THERMAL | NAPT | n/a | [16 empty] | 329 | 213574.5443 | 0.64916 |  | 1 | 341 | 212985.0931 | 0.62459 |  | 1 | 345.38 | 208960.6736 | 0.60502 |  | 1
41 | RATNAGIRI GAS | 0 |  | 1480 | WR | MAHARASHTRA | PVT | RATNAGIRI | THERMAL | NAPT | DISL | 2378.725 | 1522384 | 0.64 | 1 | 293.36 | 187750.4 | 0.64 | 1 | 3856.14 | 2467929.6 | 0.64 | 1 | 0 | 0 | 0 | 1 | 0 | 0 | 0 | 1 |  | 0 | 0 | 0 | 1 |  | 1615.02 | 977248.4485 | 0.6051 | 1
41 | RATNAGIRI GAS | 1 | 1998-12-11 | 235 | WR | MAHARASHTRA | PVT | RATNAGIRI | THERMAL | NAPT | DISL | [16 empty] | 0 | 0 | 0 |  | 1 | 0 | 0 | 0 |  | 1 | 0 | 0 | 0.60502 |  | 1
41 | RATNAGIRI GAS | 2 | 1998-12-11 | 235 | WR | MAHARASHTRA | PVT | RATNAGIRI | THERMAL | NAPT | DISL | [16 empty] | 0 | 0 | 0 |  | 1 | 0 | 0 | 0 |  | 1 | 0 | 0 | 0.60502 |  | 1
41 | RATNAGIRI GAS | 3 | 1998-12-11 | 235 | WR | MAHARASHTRA | PVT | RATNAGIRI | THERMAL | NAPT | DISL | [16 empty] | 0 | 0 | 0 |  | 1 | 0 | 0 | 0 |  | 1 | 0 | 0 | 0.60502 |  | 1
41 | RATNAGIRI GAS | 4 | 1998-12-11 | 35 | WR | MAHARASHTRA | PVT | RATNAGIRI | THERMAL | NAPT | DISL | [16 empty] | 0 | 0 | 0 |  | 1 | 0 | 0 | 0 |  | 1 | 0 | 0 | 0.60502 |  | 1
41 | RATNAGIRI GAS | 5 | 2006-04-30 | 240 | WR | MAHARASHTRA | PVT | RATNAGIRI | THERMAL | NAPT | DISL | [26 empty] | 685.3784 | 414722.4128 | 0.6051 |  | 1
41 | RATNAGIRI GAS | 6 | 2006-05-07 | 240 | WR | MAHARASHTRA | PVT | RATNAGIRI | THERMAL | NAPT | DISL | [26 empty] | 387.556 | 234510.1261 | 0.6051 |  | 1
41 | RATNAGIRI GAS | 7 | 2006-05-14 | 260 | WR | MAHARASHTRA | PVT | RATNAGIRI | THERMAL | NAPT | DISL | [26 empty] | 542.0855 | 328015.9096 | 0.6051 |  | 1
42 | UKAI_Hydro | 0 |  | 300 | WR | GUJARAT | STATE | GSECL | HYDRO |  |  | 417.9 | 0 | 0 |  | 232.83 | 0 | 0 |  | 559.19 | 0 | 0 |  | 736.3 | 0 | 0 |  | 502.475 | 0 | 0 |  |  | 547.25 | 0 | 0 |  |  | 902.465 | 0 | 0
42 | UKAI_Hydro | 1 | 1974-07-08 | 75 | WR | GUJARAT | STATE | GSECL | HYDRO
42 | UKAI_Hydro | 2 | 1974-12-13 | 75 | WR | GUJARAT | STATE | GSECL | HYDRO
42 | UKAI_Hydro | 3 | 1975-04-20 | 75 | WR | GUJARAT | STATE | GSECL | HYDRO
42 | UKAI_Hydro | 4 | 1976-03-04 | 75 | WR | GUJARAT | STATE | GSECL | HYDRO
43 | UKAI LBC | 0 |  | 5 | WR | GUJARAT | STATE | GSECL | HYDRO |  |  | 18.905 | 0 | 0 |  | 11.94 | 0 | 0 |  | 16.915 | 0 | 0 |  | 16.915 | 0 | 0 |  | 16.915 | 0 | 0 |  |  | 29.3794 | 0 | 0 |  |  | 8.955 | 0 | 0
43 | UKAI -LBC | 1 | 1987-12-08 | 2.5 | WR | GUJARAT | STATE | GSECL | HYDRO
43 | UKAI-LBC | 2 | 1988-01-29 | 2.5 | WR | GUJARAT | STATE | GSECL | HYDRO
44 | KADANA | 0 |  | 240 | WR | GUJARAT | STATE | GSECL | HYDRO |  |  | 0 | 0 | 0 |  | 40.795 | 0 | 0 |  | 7.96 | 0 | 0 |  | 100.495 | 0 | 0 |  | 305.465 | 0 | 0 |  |  | 208.1241 | 0 | 0 |  |  | 350.6778 | 0 | 0
44 | KADANA | 1 | 1990-04-05 | 60 | WR | GUJARAT | STATE | GSECL | HYDRO
44 | KADANA | 2 | 1990-09-01 | 60 | WR | GUJARAT | STATE | GSECL | HYDRO
44 | KADANA | 3 | 1998-01-02 | 60 | WR | GUJARAT | STATE | GSECL | HYDRO | [18 empty] | 76.3662 | 0 | 0 |  | 1 | 23.1835 | 0 | 0 |  | 1
44 | KADANA | 4 | 1998-05-27 | 60 | WR | GUJARAT | STATE | GSECL | HYDRO | [18 empty] | 76.3662 | 0 | 0 |  | 1 | 34.1683 | 0 | 0 |  | 1 | 84.8715 | 0 | 0
45 | S.SAROVAR CHPH | 0 |  | 250 | WR | GUJARAT | STATE | SSVNL | HYDRO |  |  | 0 | 0 | 0 |  | 0 | 0 | 0 |  | 0 | 0 | 0 |  | 0 | 0 | 0 |  | 110.445 | 0 | 0 |  |  | 207.6068 | 0 | 0 |  |  | 227.9445 | 0 | 0
45 | S.SAROVAR CHPH | 1 | 2004-10-04 | 50 | WR | GUJARAT | STATE | SSVNL | HYDRO | [18 empty] | 21.509 | 0 | 0 |  | 1 | 41.5213 | 0 | 0 |  | 1 | 45.5889 | 0 | 0 |  | 1
45 | S.SAROVAR CHPH | 2 | 2004-09-04 | 50 | WR | GUJARAT | STATE | SSVNL | HYDRO | [18 empty] | 25.1341 | 0 | 0 |  | 1 | 41.5213 | 0 | 0 |  | 1 | 45.5889 | 0 | 0 |  | 1
45 | S.SAROVAR CHPH | 3 | 2004-09-01 | 50 | WR | GUJARAT | STATE | SSVNL | HYDRO | [18 empty] | 25.4966 | 0 | 0 |  | 1 | 41.5213 | 0 | 0 |  | 1 | 45.5889 | 0 | 0 |  | 1
45 | S.SAROVAR CHPH | 4 | 2004-09-01 | 50 | WR | GUJARAT | STATE | SSVNL | HYDRO | [18 empty] | 25.4966 | 0 | 0 |  | 1 | 41.5213 | 0 | 0 |  | 1 | 45.5889 | 0 | 0 |  | 1
45 | S.SAROVAR CHPH | 5 | 2004-12-15 | 50 | WR | GUJARAT | STATE | SSVNL | HYDRO | [18 empty] | 12.8087 | 0 | 0 |  | 1 | 41.5213 | 0 | 0 |  | 1 | 45.5889 | 0 | 0 |  | 1
46 | S.SAROVAR RBPH | 0 |  | 1000 | WR | GUJARAT | STATE | SSVNL | HYDRO |  |  | 0 | 0 | 0 |  | 0 | 0 | 0 |  | 0 | 0 | 0 |  | 0 | 0 | 0 |  | 149.25 | 0 | 0 |  |  | 1744.0957 | 0 | 0 |  |  | 3355.1798 | 0 | 0
46 | S.SAROVAR RBPH | 1 | 2005-02-01 | 200 | WR | GUJARAT | STATE | SSVNL | HYDRO | [18 empty] | 149.25 | 0 | 0 |  | 1 | 575.5831 | 0 | 0 |  | 1 | 671.036 | 0 | 0 |  | 1
46 | S.SAROVAR RBPH | 2 | 2005-04-30 | 200 | WR | GUJARAT | STATE | SSVNL | HYDRO | [23 empty] | 528.2749 | 0 | 0 |  | 1 | 671.036 | 0 | 0 |  | 1
46 | S.SAROVAR RBPH | 3 | 2005-08-30 | 200 | WR | GUJARAT | STATE | SSVNL | HYDRO | [23 empty] | 335.8882 | 0 | 0 |  | 1 | 671.036 | 0 | 0 |  | 1
46 | S.SAROVAR RBPH | 4 | 2005-10-13 | 200 | WR | GUJARAT | STATE | SSVNL | HYDRO | [23 empty] | 266.5029 | 0 | 0 |  | 1 | 671.036 | 0 | 0 |  | 1
46 | S.SAROVAR RBPH | 5 | 2006-03-07 | 200 | WR | GUJARAT | STATE | SSVNL | HYDRO | [23 empty] | 37.8466 | 0 | 0 |  | 1 | 671.036 | 0 | 0 |  | 1
47 | INDIRA SAGAR | 0 |  | 1000 | WR | MADHYA PRADESH | CENTER | NHDC | HYDRO |  |  | 0 | 0 | 0 |  | 0 | 0 | 0 |  | 0 | 0 | 0 |  | 191.04 | 0 | 0 |  | 1340.265 | 0 | 0 |  |  | 2560.1051 | 0 | 0 |  |  | 2592.6616 | 0 | 0
47 | INDIRA SAGAR | 1 | 2004-01-01 | 125 | WR | MADHYA PRADESH | CENTER | NHDC | HYDRO | [18 empty] | 248.8284 | 0 | 0 |  | 1 | 427.0381 | 0 | 0 |  | 1 | 324.0827 | 0 | 0 |  | 1
47 | INDIRA SAGAR | 2 | 2004-01-18 | 125 | WR | MADHYA PRADESH | CENTER | NHDC | HYDRO | [18 empty] | 248.8284 | 0 | 0 |  | 1 | 317.0478 | 0 | 0 |  | 1 | 324.0827 | 0 | 0 |  | 1
47 | INDIRA SAGAR | 3 | 2004-02-27 | 125 | WR | MADHYA PRADESH | CENTER | NHDC | HYDRO | [18 empty] | 248.8284 | 0 | 0 |  | 1 | 261.9686 | 0 | 0 |  | 1 | 324.0827 | 0 | 0 |  | 1
47 | INDIRA SAGAR | 4 | 2004-03-28 | 125 | WR | MADHYA PRADESH | CENTER | NHDC | HYDRO | [18 empty] | 248.8284 | 0 | 0 |  | 1 | 416.4324 | 0 | 0 |  | 1 | 324.0827 | 0 | 0 |  | 1
47 | INDIRA SAGAR | 5 | 2004-07-23 | 125 | WR | MADHYA PRADESH | CENTER | NHDC | HYDRO | [18 empty] | 171.1122 | 0 | 0 |  | 1 | 294.922 | 0 | 0 |  | 1 | 324.0827 | 0 | 0 |  | 1
47 | INDIRA SAGAR | 6 | 2004-12-29 | 125 | WR | MADHYA PRADESH | CENTER | NHDC | HYDRO | [18 empty] | 62.7184 | 0 | 0 |  | 1 | 319.5831 | 0 | 0 |  | 1 | 324.0827 | 0 | 0 |  | 1
47 | INDIRA SAGAR | 7 | 2004-10-27 | 125 | WR | MADHYA PRADESH | CENTER | NHDC | HYDRO | [18 empty] | 105.6669 | 0 | 0 |  | 1 | 254.7807 | 0 | 0 |  | 1 | 324.0827 | 0 | 0 |  | 1
47 | INDIRA SAGAR | 8 | 2005-03-23 | 125 | WR | MADHYA PRADESH | CENTER | NHDC | HYDRO | [18 empty] | 5.4538 | 0 | 0 |  | 1 | 268.7256 | 0 | 0 |  | 1 | 324.0827 | 0 | 0 |  | 1
48 | GANDHI SAGAR | 0 |  | 115 | WR | MADHYA PRADESH | STATE | MPGPCL | HYDRO |  |  | 102.485 | 0 | 0 |  | 113.43 | 0 | 0 |  | 37.81 | 0 | 0 |  | 141.29 | 0 | 0 |  | 341.285 | 0 | 0 |  |  | 147.2699 | 0 | 0 |  |  | 429.0639 | 0 | 0
48 | GANDHI SAGAR | 1 | 1960-11-19 | 23 | WR | MADHYA PRADESH | STATE | MPGPCL | HYDRO
48 | GANDHI SAGAR | 2 | 1960-11-19 | 23 | WR | MADHYA PRADESH | STATE | MPGPCL | HYDRO
48 | GANDHI SAGAR | 3 | 1960-11-19 | 23 | WR | MADHYA PRADESH | STATE | MPGPCL | HYDRO
48 | GANDHI SAGAR | 4 | 1963-08-15 | 23 | WR | MADHYA PRADESH | STATE | MPGPCL | HYDRO
48 | GANDHI SAGAR | 5 | 1966-11-09 | 23 | WR | MADHYA PRADESH | STATE | MPGPCL | HYDRO
49 | BARGI | 0 |  | 90 | WR | MADHYA PRADESH | STATE | MPGPCL | HYDRO |  |  | 362.18 | 0 | 0 |  | 519.39 | 0 | 0 |  | 450.735 | 0 | 0 |  | 461.68 | 0 | 0 |  | 485.56 | 0 | 0 |  |  | 562.5233 | 0 | 0 |  |  | 515.3403 | 0 | 0
49 | BARGI | 1 | 1988-06-03 | 45 | WR | MADHYA PRADESH | STATE | MPGPCL | HYDRO
49 | BARGI | 2 | 1988-11-29 | 45 | WR | MADHYA PRADESH | STATE | MPGPCL | HYDRO
50 | PENCH | 0 |  | 160 | WR | MADHYA PRADESH | STATE | MPGPCL | HYDRO |  |  | 281.585 | 0 | 0 |  | 187.06 | 0 | 0 |  | 335.315 | 0 | 0 |  | 582.075 | 0 | 0 |  | 231.835 | 0 | 0 |  |  | 420.0193 | 0 | 0 |  |  | 482.5352 | 0 | 0
50 | PENCH | 1 | 1986-09-09 | 80 | WR | MADHYA PRADESH | STATE | MPGPCL | HYDRO
50 | PENCH | 2 | 1987-03-09 | 80 | WR | MADHYA PRADESH | STATE | MPGPCL | HYDRO
51 | BANSAGAR (I) | 0 |  | 315 | WR | MADHYA PRADESH | STATE | MPGPCL | HYDRO |  |  | 739.285 | 0 | 0 |  | 1248.725 | 0 | 0 |  | 865.65 | 0 | 0 |  | 1116.39 | 0 | 0 |  | 883.56 | 0 | 0 |  |  | 932.1976 | 0 | 0 |  |  | 1179.9506 | 0 | 0
51 | BANSAGAR (I) | 1 | 1991-08-27 | 105 | WR | MADHYA PRADESH | STATE | MPGPCL | HYDRO
51 | BANSAGAR (I) | 2 | 1992-08-08 | 105 | WR | MADHYA PRADESH | STATE | MPGPCL | HYDRO
51 | BANSAGAR (I) | 3 | 1992-08-30 | 105 | WR | MADHYA PRADESH | STATE | MPGPCL | HYDRO
52 | BANSAGAR (II) | 0 |  | 30 | WR | MADHYA PRADESH | STATE | MPGPCL | HYDRO |  |  | 0 | 0 | 0 |  | 0 | 0 | 0 |  | 42.785 | 0 | 0 |  | 85.57 | 0 | 0 |  | 65.67 | 0 | 0 |  |  | 219.895 | 0 | 0 |  |  | 66.6451 | 0 | 0
52 | BANSAGAR (II) | 1 | 2002-02-18 | 15 | WR | MADHYA PRADESH | STATE | MPGPCL | HYDRO | [18 empty] | 32.835 | 0 | 0 |  | 1 | 109.9475 | 0 | 0 |  | 1 | 33.3225 | 0 | 0 |  | 1
52 | BANSAGAR (II) | 2 | 2002-09-01 | 15 | WR | MADHYA PRADESH | STATE | MPGPCL | HYDRO | [18 empty] | 32.835 | 0 | 0 |  | 1 | 109.9475 | 0 | 0 |  | 1 | 33.3225 | 0 | 0 |  | 1
53 | BANSAGAR (III) | 0 |  | 60 | WR | MADHYA PRADESH | STATE | MPGPCL | HYDRO |  |  | 0 | 0 | 0 |  | 40.795 | 0 | 0 |  | 35.82 | 0 | 0 |  | 107.46 | 0 | 0 |  | 79.6 | 0 | 0 |  |  | 88.7441 | 0 | 0 |  |  | 123.3999 | 0 | 0
53 | BANSAGAR (III) | 1 | 2000-11-26 | 20 | WR | MADHYA PRADESH | STATE | MPGPCL | HYDRO | [18 empty] | 26.5333 | 0 | 0 |  | 1 | 29.5814 | 0 | 0 |  | 1 | 41.1333 | 0 | 0 |  | 1
53 | BANSAGAR (III) | 2 | 2001-08-25 | 20 | WR | MADHYA PRADESH | STATE | MPGPCL | HYDRO | [18 empty] | 26.5333 | 0 | 0 |  | 1 | 29.5814 | 0 | 0 |  | 1 | 41.1333 | 0 | 0 |  | 1
53 | BANSAGAR (III) | 3 | 2002-09-02 | 20 | WR | MADHYA PRADESH | STATE | MPGPCL | HYDRO | [18 empty] | 26.5333 | 0 | 0 |  | 1 | 29.5814 | 0 | 0 |  | 1 | 41.1333 | 0 | 0 |  | 1
54 | BIRSINGHPUR | 0 |  | 20 | WR | MADHYA PRADESH | STATE | MPGPCL | HYDRO |  |  | 35.82 | 0 | 0 |  | 35.82 | 0 | 0 |  | 23.88 | 0 | 0 |  | 63.68 | 0 | 0 |  | 38.805 | 0 | 0 |  |  | 55.4115 | 0 | 0 |  |  | 40.3472 | 0 | 0
54 | BIRSINGHPUR | 1 | 1991-11-01 | 20 | WR | MADHYA PRADESH | STATE | MPGPCL | HYDRO
55 | RAJGHAT (MP) | 0 |  | 45 | WR | MADHYA PRADESH | STATE | MPGPCL | HYDRO |  |  | 57.71 | 0 | 0 |  | 104.475 | 0 | 0 |  | 55.72 | 0 | 0 |  | 140.295 | 0 | 0 |  | 85.57 | 0 | 0 |  |  | 135.0016 | 0 | 0 |  |  | 132.9022 | 0 | 0
55 | RAJGHAT (MP) | 1 | 1999-10-15 | 15 | WR | MADHYA PRADESH | STATE | MPGPCL | HYDRO | [18 empty] | 28.5233 | 0 | 0 |  | 1 | 52.735 | 0 | 0 |  | 1 | 44.3007 | 0 | 0 |  | 1
55 | RAJGHAT (MP) | 2 | 1999-09-29 | 15 | WR | MADHYA PRADESH | STATE | MPGPCL | HYDRO | [18 empty] | 28.5233 | 0 | 0 |  | 1 | 39.8 | 0 | 0 |  | 1 | 44.3007 | 0 | 0 |  | 1
55 | RAJGHAT (MP) | 3 | 1999-11-03 | 15 | WR | MADHYA PRADESH | STATE | MPGPCL | HYDRO | [18 empty] | 28.5233 | 0 | 0 |  | 1 | 42.785 | 0 | 0 |  | 1 | 44.3007 | 0 | 0 |  | 1
56 | TAWA | 0 |  | 13.5 | WR | MADHYA PRADESH | PVT | HEGL | HYDRO |  |  | 0 | 0 | 0 |  | 0 | 0 | 0 |  | 0 | 0 | 0 |  | 0 | 0 | 0 |  | 29.85 | 0 | 0 |  |  | 23.7606 | 0 | 0 |  |  | 39.7005 | 0 | 0
56 | TAWA | 1 | 2002-03-31 | 6.75 | WR | MADHYA PRADESH | PVT | HEGL | HYDRO | [18 empty] | 14.925 | 0 | 0 |  | 1 | 11.8803 | 0 | 0 |  | 1 | 19.8502 | 0 | 0 |  | 1
56 | TAWA | 2 | 2002-03-31 | 6.75 | WR | MADHYA PRADESH | PVT | HEGL | HYDRO | [18 empty] | 14.925 | 0 | 0 |  | 1 | 11.8803 | 0 | 0 |  | 1 | 19.8502 | 0 | 0 |  | 1
57 | HASDEOBANGO | 0 |  | 120 | WR | CHATTISGARH | STATE | CSEB | HYDRO |  |  | 231.835 | 0 | 0 |  | 300.49 | 0 | 0 |  | 245.765 | 0 | 0 |  | 293.525 | 0 | 0 |  | 380.09 | 0 | 0 |  |  | 356.4886 | 0 | 0 |  |  | 356.7772 | 0 | 0
57 | HASDEOBANGO | 1 | 1994-03-21 | 40 | WR | CHATTISGARH | STATE | CSEB | HYDRO
57 | HASDEOBANGO | 2 | 1994-11-10 | 40 | WR | CHATTISGARH | STATE | CSEB | HYDRO | [18 empty] | 135.9966
57 | HASDEOBANGO | 3 | 1995-01-06 | 40 | WR | CHATTISGARH | STATE | CSEB | HYDRO | [18 empty] | 114.3354
58 | KOYNA COMPLEX | 0 |  | 1956 | WR | MAHARASHTRA | STATE | MAHAGENCO | HYDRO |  |  | 3062.61 | 0 | 0 |  | 2959.13 | 0 | 0 |  | 3376.035 | 0 | 0 |  | 3302.405 | 0 | 0 |  | 3330.265 | 0 | 0 |  |  | 4440.7447 | 0 | 0 |  |  | 3936.628 | 0 | 0
58 | KOYNA-I | 1 | 1962-05-16 | 70 | WR | MAHARASHTRA | STATE | MAHAGENCO | HYDRO
58 | KOYNA-I | 2 | 1962-08-02 | 70 | WR | MAHARASHTRA | STATE | MAHAGENCO | HYDRO
58 | KOYNA-I | 3 | 1963-01-28 | 70 | WR | MAHARASHTRA | STATE | MAHAGENCO | HYDRO
58 | KOYNA-I | 4 | 1963-02-28 | 70 | WR | MAHARASHTRA | STATE | MAHAGENCO | HYDRO
58 | KOYNA-II | 5 | 1967-06-30 | 80 | WR | MAHARASHTRA | STATE | MAHAGENCO | HYDRO
58 | KOYNA-II | 6 | 1966-11-28 | 80 | WR | MAHARASHTRA | STATE | MAHAGENCO | HYDRO
58 | KOYNA-II | 7 | 1966-06-22 | 80 | WR | MAHARASHTRA | STATE | MAHAGENCO | HYDRO
58 | KOYNA-II | 8 | 1966-03-23 | 80 | WR | MAHARASHTRA | STATE | MAHAGENCO | HYDRO
58 | KOYNA-III | 9 | 1975-06-07 | 80 | WR | MAHARASHTRA | STATE | MAHAGENCO | HYDRO
58 | KOYNA-III | 10 | 1975-01-11 | 80 | WR | MAHARASHTRA | STATE | MAHAGENCO | HYDRO
58 | KOYNA-III | 11 | 1977-03-05 | 80 | WR | MAHARASHTRA | STATE | MAHAGENCO | HYDRO
58 | KOYNA-III | 12 | 1978-02-10 | 80 | WR | MAHARASHTRA | STATE | MAHAGENCO | HYDRO
58 | KOYNA DPH | 13 | 1980-10-03 | 18 | WR | MAHARASHTRA | STATE | MAHAGENCO | HYDRO
58 | KOYNA DPH | 14 | 1981-03-16 | 18 | WR | MAHARASHTRA | STATE | MAHAGENCO | HYDRO
58 | KOYNA-IV | 15 | 2000-03-28 | 250 | WR | MAHARASHTRA | STATE | MAHAGENCO | HYDRO | [18 empty] | 526.942 | 0 | 0 |  | 1 | 675.3871 | 0 | 0 |  | 1 | 576.4284 | 0 | 0 |  | 1
58 | KOYNA-IV | 16 | 2000-03-03 | 250 | WR | MAHARASHTRA | STATE | MAHAGENCO | HYDRO | [18 empty] | 267.1754 | 0 | 0 |  | 1 | 608.8306 | 0 | 0 |  | 1 | 580.9875 | 0 | 0 |  | 1
58 | KOYNA-IV | 17 | 1999-11-25 | 250 | WR | MAHARASHTRA | STATE | MAHAGENCO | HYDRO | [18 empty] | 717.6965 | 0 | 0 |  | 1 | 700.3666 | 0 | 0 |  | 1 | 606.945 | 0 | 0 |  | 1
58 | KOYNA-IV | 18 | 1999-10-07 | 250 | WR | MAHARASHTRA | STATE | MAHAGENCO | HYDRO | [18 empty] | 223.875 | 0 | 0 |  | 1 | 548.6201 | 0 | 0 |  | 1 | 519.2786 | 0 | 0 |  | 1
59 | VAITARNA | 0 |  | 60 | WR | MAHARASHTRA | STATE | MAHAGENCO | HYDRO |  |  | 124.375 | 0 | 0 |  | 127.36 | 0 | 0 |  | 129.35 | 0 | 0 |  | 149.25 | 0 | 0 |  | 106.465 | 0 | 0 |  |  | 170.0156 | 0 | 0 |  |  | 202.6417 | 0 | 0
59 | VAITARNA | 1 | 1976-06-26 | 60 | WR | MAHARASHTRA | STATE | MAHAGENCO | HYDRO
60 | TILLARI | 0 |  | 60 | WR | MAHARASHTRA | STATE | MAHAGENCO | HYDRO |  |  | 111.44 | 0 | 0 |  | 88.555 | 0 | 0 |  | 43.78 | 0 | 0 |  | 63.68 | 0 | 0 |  | 9.95 | 0 | 0 |  |  | 182.0352 | 0 | 0 |  |  | 115.3404 | 0 | 0
60 | TILLARI | 1 | 1986-10-10 | 60 | WR | MAHARASHTRA | STATE | MAHAGENCO | HYDRO
61 | BHIRA TAIL RACE | 0 |  | 80 | WR | MAHARASHTRA | STATE | MAHAGENCO | HYDRO |  |  | 64.675 | 0 | 0 |  | 66.665 | 0 | 0 |  | 69.65 | 0 | 0 |  | 83.58 | 0 | 0 |  | 84.575 | 0 | 0 |  |  | 98.2662 | 0 | 0 |  |  | 105.3008 | 0 | 0
61 | BHIRA TAIL RACE | 1 | 1988-03-29 | 40 | WR | MAHARASHTRA | STATE | MAHAGENCO | HYDRO
61 | BHIRA TAIL RACE | 2 | 1987-09-20 | 40 | WR | MAHARASHTRA | STATE | MAHAGENCO | HYDRO
62 | KHADAVASLA I&II | 0 |  | 16 | WR | MAHARASHTRA | STATE | MAHAGENCO | HYDRO |  |  | 50.745 | 0 | 0 |  | 49.75 | 0 | 0 |  | 54.725 | 0 | 0 |  | 58.705 | 0 | 0 |  | 64.675 | 0 | 0 |  |  | 79.3413 | 0 | 0 |  |  | 80.2865 | 0 | 0
62 | KHADAVASLA- I | 1 | 1991-03-30 | 8 | WR | MAHARASHTRA | STATE | MAHAGENCO | HYDRO
62 | KHADAVASLA -II | 2 | 1991-08-30 | 8 | WR | MAHARASHTRA | STATE | MAHAGENCO | HYDRO
63 | ELDARI | 0 |  | 22.5 | WR | MAHARASHTRA | STATE | MAHAGENCO | HYDRO |  |  | 37.81 | 0 | 0 |  | 27.86 | 0 | 0 |  | 55.72 | 0 | 0 |  | 31.84 | 0 | 0 |  | 6.965 | 0 | 0 |  |  | 16.2185 | 0 | 0 |  |  | 54.4862 | 0 | 0
63 | ELDARI | 1 | 1968-06-16 | 7.5 | WR | MAHARASHTRA | STATE | MAHAGENCO | HYDRO
63 | ELDARI | 2 | 1968-05-10 | 7.5 | WR | MAHARASHTRA | STATE | MAHAGENCO | HYDRO
63 | ELDARI | 3 | 1968-03-20 | 7.5 | WR | MAHARASHTRA | STATE | MAHAGENCO | HYDRO
64 | VIR | 0 |  | 9 | WR | MAHARASHTRA | STATE | MAHAGENCO | HYDRO |  |  | 47.76 | 0 | 0 |  | 49.75 | 0 | 0 |  | 45.77 | 0 | 0 |  | 14.925 | 0 | 0 |  | 39.8 | 0 | 0 |  |  | 46.1282 | 0 | 0 |  |  | 43.979 | 0 | 0
64 | VIR | 1 | 1975-02-20 | 4.5 | WR | MAHARASHTRA | STATE | MAHAGENCO | HYDRO
64 | VIR | 2 | 1975-02-17 | 4.5 | WR | MAHARASHTRA | STATE | MAHAGENCO | HYDRO
65 | BHATGARH | 0 |  | 16 | WR | MAHARASHTRA | STATE | MAHAGENCO | HYDRO |  |  | 0 | 0 | 0 |  | 16.915 | 0 | 0 |  | 13.93 | 0 | 0 |  | 33.83 | 0 | 0 |  | 37.81 | 0 | 0 |  |  | 57.4712 | 0 | 0 |  |  | 45.6108 | 0 | 0
65 | BHATGARH | 1 | 1977-08-02 | 16 | WR | MAHARASHTRA | STATE | MAHAGENCO | HYDRO
66 | PAITHON | 0 |  | 12 | WR | MAHARASHTRA | STATE | MAHAGENCO | HYDRO |  |  | 7.96 | 0 | 0 |  | 7.96 | 0 | 0 |  | 0.995 | 0 | 0 |  | 6.965 | 0 | 0 |  | 2.985 | 0 | 0 |  |  | 24.7954 | 0 | 0 |  |  | 26.1088 | 0 | 0
66 | PAITHON | 1 | 1984-11-20 | 12 | WR | MAHARASHTRA | STATE | MAHAGENCO | HYDRO
67 | BHANDARDHARA | 0 |  | 44 | WR | MAHARASHTRA | STATE | MAHAGENCO | HYDRO |  |  | 9.95 | 0 | 0 |  | 31.84 | 0 | 0 |  | 32.835 | 0 | 0 |  | 33.83 | 0 | 0 |  | 38.805 | 0 | 0 |  |  | 44.6656 | 0 | 0 |  |  | 49.2824 | 0 | 0
67 | BHANDARDHARA | 1 | 1986-03-27 | 10 | WR | MAHARASHTRA | STATE | MAHAGENCO | HYDRO
67 | BHANDARDHARA | 2 | 1996-03-30 | 34 | WR | MAHARASHTRA | STATE | MAHAGENCO | HYDRO | [18 empty] | 29.9857 | 0 | 0 |  | 1 | 44.775
68 | PAWANA | 0 |  | 10 | WR | MAHARASHTRA | STATE | MAHAGENCO | HYDRO |  |  | 7.96 | 0 | 0 |  | 6.965 | 0 | 0 |  | 13.93 | 0 | 0 |  | 9.95 | 0 | 0 |  | 7.96 | 0 | 0 |  |  | 13.4424 | 0 | 0 |  |  | 18.3279 | 0 | 0
68 | PAWANA | 1 | 1988-06-11 | 10 | WR | MAHARASHTRA | STATE | MAHAGENCO | HYDRO
69 | RADHANAGRI | 0 |  | 4.8 | WR | MAHARASHTRA | STATE | MAHAGENCO | HYDRO |  |  | 9.95 | 0 | 0 |  | 4.975 | 0 | 0 |  | 3.98 | 0 | 0 |  | 9.95 | 0 | 0 |  | 11.94 | 0 | 0 |  |  | 18.905 | 0 | 0 |  |  | 23.074 | 0 | 0
69 | RADHANAGRI | 1 | 1952-12-31 | 1.2 | WR | MAHARASHTRA | STATE | MAHAGENCO | HYDRO
69 | RADHANAGRI | 2 | 1952-12-31 | 1.2 | WR | MAHARASHTRA | STATE | MAHAGENCO | HYDRO
69 | RADHANAGRI | 3 | 1952-12-31 | 1.2 | WR | MAHARASHTRA | STATE | MAHAGENCO | HYDRO
69 | RADHANAGRI | 4 | 1952-12-31 | 1.2 | WR | MAHARASHTRA | STATE | MAHAGENCO | HYDRO
70 | BHATSA | 0 |  | 15 | WR | MAHARASHTRA | STATE | MAHAGENCO | HYDRO |  |  | 56.715 | 0 | 0 |  | 57.71 | 0 | 0 |  | 63.68 | 0 | 0 |  | 52.735 | 0 | 0 |  | 64.675 | 0 | 0 |  |  | 84.7143 | 0 | 0 |  |  | 111.0022 | 0 | 0
70 | BHATSA | 1 | 1991-09-28 | 15 | WR | MAHARASHTRA | STATE | MAHAGENCO | HYDRO
71 | KANHER | 0 |  | 4 | WR | MAHARASHTRA | STATE | MAHAGENCO | HYDRO |  |  | 4.975 | 0 | 0 |  | 4.975 | 0 | 0 |  | 9.95 | 0 | 0 |  | 4.975 | 0 | 0 |  | 5.97 | 0 | 0 |  |  | 14.6265 | 0 | 0 |  |  | 16.0394 | 0 | 0
71 | KANHER | 1 | 1991-08-18 | 4 | WR | MAHARASHTRA | STATE | MAHAGENCO | HYDRO
72 | UJJAINI | 0 |  | 12 | WR | MAHARASHTRA | STATE | MAHAGENCO | HYDRO |  |  | 17.91 | 0 | 0 |  | 5.97 | 0 | 0 |  | 8.955 | 0 | 0 |  | 2.985 | 0 | 0 |  | 22.885 | 0 | 0 |  |  | 43.8198 | 0 | 0 |  |  | 49.5908 | 0 | 0
72 | UJJAINI | 1 | 1994-05-02 | 12 | WR | MAHARASHTRA | STATE | MAHAGENCO | HYDRO | [18 empty] | 22.885
73 | SURYA | 0 |  | 6 | WR | MAHARASHTRA | STATE | MAHAGENCO | HYDRO |  |  | 4.975 | 0 | 0 |  | 6.965 | 0 | 0 |  | 2.985 | 0 | 0 |  | 6.965 | 0 | 0 |  | 12.935 | 0 | 0 |  |  | 22.5069 | 0 | 0 |  |  | 14.2185 | 0 | 0
73 | SURYA | 1 | 1998-12-31 | 6 | WR | MAHARASHTRA | STATE | MAHAGENCO | HYDRO | [18 empty] | 12.935 | 0 | 0 |  | 1 | 22.5069 | 0 | 0 |  | 1 | 14.2185 | 0 | 0 |  | 1
74 | MANIKDOH | 0 |  | 6 | WR | MAHARASHTRA | STATE | MAHAGENCO | HYDRO |  |  | 4.975 | 0 | 0 |  | 5.97 | 0 | 0 |  | 3.98 | 0 | 0 |  | 3.98 | 0 | 0 |  | 3.98 | 0 | 0 |  |  | 8.0098 | 0 | 0 |  |  | 12.7559 | 0 | 0
74 | MANIKDOH | 1 | 1996-11-01 | 6 | WR | MAHARASHTRA | STATE | MAHAGENCO | HYDRO | [18 empty] | 3.98 | 0 | 0 |  | 1 | 8.0098
75 | DIMBE | 0 |  | 5 | WR | MAHARASHTRA | STATE | MAHAGENCO | HYDRO |  |  | 0.995 | 0 | 0 |  | 10.945 | 0 | 0 |  | 15.92 | 0 | 0 |  | 12.935 | 0 | 0 |  | 8.955 | 0 | 0 |  |  | 10.5271 | 0 | 0 |  |  | 20.686 | 0 | 0
75 | DIMBE | 1 | 1997-03-12 | 5 | WR | MAHARASHTRA | STATE | MAHAGENCO | HYDRO | [18 empty] | 8.955 | 0 | 0 |  | 1 | 10.5271
76 | WARNA | 0 |  | 16 | WR | MAHARASHTRA | STATE | MAHAGENCO | HYDRO |  |  | 11.94 | 0 | 0 |  | 33.83 | 0 | 0 |  | 43.78 | 0 | 0 |  | 50.745 | 0 | 0 |  | 61.69 | 0 | 0 |  |  | 60.5955 | 0 | 0 |  |  | 64.2074 | 0 | 0
76 | WARNA | 1 | 1998-09-16 | 8 | WR | MAHARASHTRA | STATE | MAHAGENCO | HYDRO | [18 empty] | 30.845 | 0 | 0 |  | 1 | 30.2978 | 0 | 0 |  | 1 | 32.1037 | 0 | 0 |  | 1
76 | WARNA | 2 | 1999-09-01 | 8 | WR | MAHARASHTRA | STATE | MAHAGENCO | HYDRO | [18 empty] | 30.845 | 0 | 0 |  | 1 | 30.2978 | 0 | 0 |  | 1 | 32.1037 | 0 | 0 |  | 1
77 | DUDH GANGA | 0 |  | 24 | WR | MAHARASHTRA | STATE | MAHAGENCO | HYDRO |  |  | 0 | 0 | 0 |  | 17.91 | 0 | 0 |  | 14.925 | 0 | 0 |  | 29.85 | 0 | 0 |  | 61.69 | 0 | 0 |  |  | 58.7249 | 0 | 0 |  |  | 85.3809 | 0 | 0
77 | DUDH GANGA | 1 | 2000-02-27 | 12 | WR | MAHARASHTRA | STATE | MAHAGENCO | HYDRO | [18 empty] | 30.845 | 0 | 0 |  | 1 | 29.3625 | 0 | 0 |  | 1 | 42.6905 | 0 | 0 |  | 1
77 | DUDH GANGA | 2 | 2000-03-31 | 12 | WR | MAHARASHTRA | STATE | MAHAGENCO | HYDRO | [18 empty] | 30.845 | 0 | 0 |  | 1 | 29.3625 | 0 | 0 |  | 1 | 42.6905 | 0 | 0 |  | 1
78 | BHIRA | 0 |  | 300 | WR | MAHARASHTRA | PVT | TATA MAH. | HYDRO |  |  | 710.43 | 0 | 0 |  | 859.68 | 0 | 0 |  | 1331.31 | 0 | 0 |  | 889.53 | 0 | 0 |  | 912.415 | 0 | 0 |  |  | 1175.3438 | 0 | 0 |  |  | 1239.9292 | 0 | 0
78 | BHIRA | 1 | 1927-01-01 | 25 | WR | MAHARASHTRA | PVT | TATA MAH. | HYDRO
78 | BHIRA | 2 | 1927-01-01 | 25 | WR | MAHARASHTRA | PVT | TATA MAH. | HYDRO
78 | BHIRA | 3 | 1927-02-01 | 25 | WR | MAHARASHTRA | PVT | TATA MAH. | HYDRO
78 | BHIRA | 4 | 1927-03-01 | 25 | WR | MAHARASHTRA | PVT | TATA MAH. | HYDRO
78 | BHIRA | 5 | 1927-05-01 | 25 | WR | MAHARASHTRA | PVT | TATA MAH. | HYDRO
78 | BHIRA | 7 | 1949-01-31 | 25 | WR | MAHARASHTRA | PVT | TATA MAH. | HYDRO
78 | BHIRA PSS | 8 | 1995-03-29 | 150 | WR | MAHARASHTRA | PVT | TATA MAH. | HYDRO | [18 empty] | 456.2075
79 | BHIVPURI | 0 |  | 75 | WR | MAHARASHTRA | PVT | TATA MAH. | HYDRO |  |  | 252.73 | 0 | 0 |  | 221.885 | 0 | 0 |  | 0 | 0 | 0 |  | 229.845 | 0 | 0 |  | 234.82 | 0 | 0 |  |  | 425.6908 | 0 | 0 |  |  | 439.8099 | 0 | 0
79 | BHIVPURI | 1 | 1998-03-31 | 24 | WR | MAHARASHTRA | PVT | TATA MAH. | HYDRO | [18 empty] | 75.1424 | 0 | 0 |  | 1 | 136.2211 | 0 | 0 |  | 1 | 140.7392 | 0 | 0
79 | BHIVPURI | 2 | 1998-09-29 | 24 | WR | MAHARASHTRA | PVT | TATA MAH. | HYDRO | [18 empty] | 75.1424 | 0 | 0 |  | 1 | 136.2211 | 0 | 0 |  | 1 | 140.7392 | 0 | 0 |  | 1
79 | BHIVPURI | 3 | 1999-09-24 | 24 | WR | MAHARASHTRA | PVT | TATA MAH. | HYDRO | [18 empty] | 75.1424 | 0 | 0 |  | 1 | 136.2211 | 0 | 0 |  | 1 | 140.7392 | 0 | 0 |  | 1
79 | BHIVPURI | 4 | 1997-09-24 | 1.5 | WR | MAHARASHTRA | PVT | TATA MAH. | HYDRO | [18 empty] | 4.6964 | 0 | 0 |  | 1 | 8.5138 |  |  |  |  | 8.7962
79 | BHIVPURI | 5 | 1997-09-24 | 1.5 | WR | MAHARASHTRA | PVT | TATA MAH. | HYDRO | [18 empty] | 4.6964 | 0 | 0 |  | 1 | 8.5138 |  |  |  |  | 8.7962
80 | KHOPOLI | 0 |  | 72 | WR | MAHARASHTRA | PVT | TATA MAH. | HYDRO |  |  | 183.08 | 0 | 0 |  | 212.93 | 0 | 0 |  | 0 | 0 | 0 |  | 220.89 | 0 | 0 |  | 284.57 | 0 | 0 |  |  | 412.3976 | 0 | 0 |  |  | 446.1182 | 0 | 0
80 | KHOPOLI | 1 | 2002-02-13 | 24 | WR | MAHARASHTRA | PVT | TATA MAH. | HYDRO | [18 empty] | 94.8567 | 0 | 0 |  | 1 | 137.4659 | 0 | 0 |  | 1 | 148.7061 | 0 | 0 |  | 1
80 | KHOPOLI | 2 | 2003-03-25 | 24 | WR | MAHARASHTRA | PVT | TATA MAH. | HYDRO | [18 empty] | 94.8567 | 0 | 0 |  | 1 | 137.4659 | 0 | 0 |  | 1 | 148.7061 | 0 | 0 |  | 1
80 | KHOPOLI | 3 | 2001-03-02 | 24 | WR | MAHARASHTRA | PVT | TATA MAH. | HYDRO | [18 empty] | 94.8567 | 0 | 0 |  | 1 | 137.4659 | 0 | 0 |  | 1 | 148.7061 | 0 | 0 |  | 1
81 | AKRIMOTA LIG | 0 |  | 250 | WR | GUJARAT | STATE | GMDCL | THERMAL | LIGN | OIL | [16 empty] | 0 |  |  |  |  | 161 | 238091.8008 | 1.4788 | 1 |  | 344.0607 | 423110.2695 | 1.2298 | 1
81 | AKRIMOTA LIG | 1 | 2005-03-31 | 125 | WR | GUJARAT | STATE | GMDCL | THERMAL | LIGN | OIL | [16 empty] | 0 | 0 | 0 |  | 1 | 138.8636 | 205355.874 | 1.4788 |  | 1 | 69.0186 | 84876 | 1.2298 |  | 1
81 | AKRIMOTA LIG | 2 | 2005-12-19 | 125 | WR | GUJARAT | STATE | GMDCL | THERMAL | LIGN | OIL | [21 empty] | 22.1382 | 32738.6401 | 1.4788 |  | 1 | 275.042 | 338234.2695 | 1.2298 |  | 1
82 | MADHIKHEDA | 0 |  | 40 | WR | MADHYA PRADESH | STATE | MPGCL | HYDRO |  |  | 0 |  |  |  | 0 |  |  |  | 0 |  |  |  | 0 |  |  |  | 0 |  |  |  |  | 0 |  |  |  |  | 12.2186 | 0 | 0
82 | MADHIKHEDA | 1 | 2006-08-28 | 20 | WR | MADHYA PRADESH | STATE | MPGCL | HYDRO | [28 empty] | 3.636 | 0 | 0 |  | 1
82 | MADHIKHEDA | 2 | 2006-09-09 | 50 | WR | MADHYA PRADESH | STATE | MPGCL | HYDRO | [28 empty] | 8.5826 | 0 | 0 |  | 1
83 | BANSAGAR (IV) | 0 |  | 20 | WR | MADHYA PRADESH | STATE | MPGPCL | HYDRO |  |  | 0 |  |  |  | 0 |  |  |  | 0 |  |  |  | 0 |  |  |  | 0 |  |  |  |  | 0 |  |  |  |  | 54.4464 | 0 | 0
83 | BANSAGAR (IV) | 1 | 2006-08-20 | 10 | WR | MADHYA PRADESH | STATE | MPGPCL | HYDRO | [28 empty] | 27.8476 | 0 | 0 |  | 1
83 | BANSAGAR (IV) | 2 | 2006-08-30 | 10 | WR | MADHYA PRADESH | STATE | MPGPCL | HYDRO | [28 empty] | 26.5988 | 0 | 0 |  | 1

## Units+Abbreviations
UNITS + ABBREVIATIONS
Units
|  | Coal | Lignite | Gas | Oil | Diesel | Naphta
Units for Fuel Consumption (t = metric tonnes, lt = liters) |  | 1'000 t | 1'000 t | 1'000'000 Nm3 | 1,000 lt | 1,000 lt | 1'000 t
Units for GCV |  | kcal /kg | kcal /kg | kcal /Nm3 | kcal /kg | kcal /kg | kcal /kg
Abbreviations
ABAN | ABAN Power Company |  |  | MW | Mega Watt
APGCL | Assam Power Generation Corporation Limited |  |  | n/a | Not Applicable
APGENCO | Andhra Pradesh Power Generation Co Ltd |  |  | NAPT | Naptha
ASEB | Assam State Electricity Board |  |  | NAPS | Narora Atomic Power Station
BBMB | Bhakra Beas Management Board |  |  | NCV | Net Calorific Value
BM | Build Margin |  |  | NCTPP | National Capital Thermal Power Plant
BSEB | Bihar State Electricity Board |  |  | NEEPCO | North Eastern Electric Power Corporation Ltd
CCGT | Combined Cycle Gas Turbine |  |  | NER | North Eastern Region
CCPP | Combined Cycle Power Plant |  |  | NHDC | Narmada Hydro Electric Development Corporation
CESC | Calcutta Electric Supply Company |  |  | NHPC | National Hydro Electric Corporation
CSEB | Chattisgarh State Electricity Board |  |  | NLC | Neyvelli Lignite Corporation Ltd
DG | Diesel Generator |  |  | NM3 | Normal meter cube
DISL | Diesel |  |  | NPC | Nuclear Power Corporation India Limited
DPL | Durgapur projects Limited |  |  | NR | Northern Region
Diesel-OC | Diesel Open Cycle |  |  | NTPC | NTPC Ltd
Diesel-Eng | Diesel Engines |  |  | NUCL | Nuclear
DVC | Damodar Valley Corporation |  |  | OM | Operating Margin
ER | Eastern Region |  |  | OHPC | Orissa Hydro Power Corporation
GAS-CC | Gas Combined Cycle Plant |  |  | OPGC | Orissa Power Generation Corporation
GAS-OC | Gas Open Cycle Plant |  |  | PPCL | Pondichery Power Corporation Limited
GCV | Gross Calorific Value |  |  | PPNPG | PPN Power Generating Company Pvt. Limited
GIPCL | Gujarat Industrial Power Corporation Ltd |  |  | PSEB | Punjab State Electricity Board
GMDCL | Gujrat Mineral Development Corporation Limited |  |  | PVT | Private
GMR Energ | GMR Energy |  |  | RAPS | Rajasthan Atomic Power Station
GPEC | Gujarat Paguthan Energy Corporation Pvt. Limited |  |  | RATANAGIRI | Ratnagiri Gas & power Pvt LTd
GSECL | Gujarat State Electricity Corporation Limited |  |  | REL | Reliance Energy Ltd
GTE Corp | GTE Corporation |  |  | RPG | RP Goenka Group
GT | Gas Turbine |  |  | RRVUNL | Rajasthan Rajya Vidyut Utpadan Nigam
GVK Ind. | GVK Power & Infrastructure Limited |  |  | Samalpatti | Samalpatti Power Company Limited
GWh | Giga Watt hour |  |  | SJVNL | Sutluj Jal Vidyut Nigam Ltd
HEGL | HEG Limited |  |  | SPECT. IND | Spectrum Power Generation Limited
HPGCL | Haryana Power Generation Corporation |  |  | SR | Southern Region
HPSEB | Himachal Pradesh State Electricity Board |  |  | SSVNL | Sardar Sorovar Vidyut Nigam Limited
INDSIL | Indsil Electrosmelt Ltd |  |  | STPS | Super Thermal Power Station
IPCC | Inter Governmental Panel on Climate Change |  |  | Tata MAH | Tata Power Company Limited
IP GT | Indraprastha Gas Turbine |  |  | Tata PCL | Tata Power Company Limited
IP Station | Indraprastha Station |  |  | THDC | Tehri Hydroelectric Development Corporation
IPGPCL | Indrapratha Power Generation Co Ltd |  |  | TNEB | Tamilnadu Electricity Board
JINDAL | JSW Energy Limited |  |  | TORR POWER | Torrent Power
JKEB | Jammu & Kashmir Electricity Board |  |  | TPS | Thermal Power Station
JPHPL | Jai Prakash Hydro Power Limited |  |  | TVNL | Tenughat Vidyut Nigam Limted
JSEB | Jharkand State Electricity Board |  |  | UPHPC | Uttar Pradesh Hydro Power Corporation Limited
KPCL | Karnataka Power Corporation Limited |  |  | UPRVUNL | Uttar Pradesh Rajya Vidyut Utpadan Nigam
KSEB | Kerala State Electricity Board |  |  | VVNL | Visvesarya Vidyut Nigam Ltd
LVS Power | LVS Power Ltd. |  |  | WBPDC | West Bengal Power Development Corporation Ltd
LIGN | Lignite |  |  | WBSEB | West Bengal State Electricity Board
MaduraiP | Madurai Power Corporation Limted |  |  | WHP | Waste Heat Recovery Plant
MAHAGENCO | Maharastra State Power Generation Company Ltd |  |  | WR | Western Region
MAPS | Madras Atomic Power Station
MALANA | Malana Power Corporation Ltd
MJ | Mega Joules
MPDC | Manipur Power Development Corporation
MEGEB | Meghalaya State Electricity Board
MPGPCL | Madhya Pradesh Power Generating Co. Ltd.
MU | Million Units OR Million kwh

## Assumptions
BASE PARAMETERS AND ASSUMPTIONS
Fuel Emission Factors (EF) (Source: Coal/Lignite - Initial National Communication, Gas/Oil/Diesel/Naphta - IPCC 2006, Corex - own assumption)
| Unit | Coal | Lignite | Gas | Oil | Diesel | Naphta | Corex
EF based on NCV | gCO2 /MJ | 95.8 | 106.2 | 56.1 | 77.4 | 74.1 | 73.3 | 0
Delta GCV NCV | % | 3.6% | 3.6% | 10% | 5% | 5% | 5% | n/a
EF based on GCV | gCO2 /MJ | 92.471 | 102.5097 | 51 | 73.7143 | 70.5714 | 69.8095 | 0
Oxidation Factor | - | 0.98 | 0.98 | 1 | 1 | 1 | 1 | n/a
Fuel Emission Factor | gCO2 /MJ | 90.6 | 100.5 | 51 | 73.7 | 70.6 | 69.8 | 0
n/a = not applicable (i.e. no assumptions were needed)
Assumptions at Station Level (only where data was not provided by station)
| Unit | Coal | Lignite | Gas-CC | Gas-OC | Oil | Diesel-Eng | Diesel-OC | Naphta | Hydro | Nuclear
Auxiliary Power Consumption | % | 8 | 10 | 3 | 1 | 3.5 | 3.5 | 1 | 3.5 | 0.5 | 10.5
Gross Heat Rate | kcal /kWh (gross) | 2500 | 2712.5 | 0 | 3150 | 0 | 1975 | 3213 | 0 | n/a | n/a
Net Heat Rate | kcal /kWh (net) | 2717.3913 | 3013.8889 | 0 | 3181.8182 | 0 | 2046.6321 | 3329.5337 | 0 | n/a | n/a
Specific Oil Consumption | ml /kWh (gross) | 2 | 3 | n/a | n/a | n/a | n/a | n/a | n/a | n/a | n/a
GCV | kcal /kg (or m3) | 3755 | n/a | 8800 | n/a | 10100 | 10500 | 10500 | 11300 | n/a | n/a
Density | t /1,000 lt | n/a | n/a | n/a | n/a | 0.95 | 0.83 | 0.83 | 0.7 | n/a | n/a
Specific CO2 emissions | tCO2 /MWh | 1.04 | 1.28 | 0 | 0.68 | 0 | 0.6 | 0.98 | 0.64 | n/a | n/a
n/a = not applicable (i.e. no assumptions were needed)
Assumptions at Unit Level (by capacity; only for units in the BM, where data was not provided by station)
Coal | Unit | 67.5 MW | 120 MW | 200-250 MW | 500 MW
Gross Heat Rate | kcal /kWh | 2750 | 2500 | 2500 | 2425
Auxiliary Power Consumption | % | 12 | 9 | 9 | 7.5
Net Heat Rate | kcal /kWh | 3125 | 2747.2527 | 2747.2527 | 2621.6216
Net Efficiency | % | 27.52% | 31.3% | 31.3% | 32.8%
Specific Oil Consumption | ml /kWh | 2 | 2 | 2 | 2
Specific CO2 Emissions | tCO2 /MWh | 1.19 | 1.05 | 1.05 | 1
Lignite | Unit | 75 MW | 125 MW | 210/250 MW
Gross Heat Rate | kcal /kWh | 2750 | 2560 | 2712.5
Auxiliary Power Consumption | % | 12 | 12 | 10
Net Heat Rate | kcal /kWh | 3125 | 2909.0909 | 3013.8889
Net Efficiency | % | 27.52% | 29.56% | 28.53%
Specific Oil Consumption | ml /kWh | 3 | 3 | 3
Specific CO2 Emissions | tCO2 /MWh | 1.32 | 1.23 | 1.28
Gas | Unit | 0-49.9 MW | 50-99.9 MW | >100 MW
Gross Heat Rate | kcal /kWh | 1950 | 1910 | 1970
Auxiliary Power Consumption | % | 3 | 3 | 3
Net Heat Rate | kcal /kWh | 2010.3093 | 1969.0722 | 2030.9278
Net Efficiency | % | 42.77% | 43.67% | 42.34%
Specific CO2 Emissions | tCO2 /MWh | 0.43 | 0.42 | 0.43
Diesel | Unit | 0.1-1 MW | 1-3 MW | 3-10 MW | >10 MW
Gross Heat Rate | kcal /kWh | 2350 | 2250 | 2100 | 1975
Auxiliary Power Consumption | % | 3.5 | 3.5 | 3.5 | 3.5
Net Heat Rate | kcal /kWh | 2435.2332 | 2331.6062 | 2176.1658 | 2046.6321
Specific CO2 Emissions | tCO2 /MWh | 0.72 | 0.69 | 0.64 | 0.6
Naphta | Unit | All sizes
Increment to Gas Heat Rate | % | 2%
Gross Heat Rate | kcal /kWh | 0
Auxiliary Power Consumption | % | 3.5
Net Heat Rate | kcal /kWh | 0
Specific CO2 Emissions | tCO2 /MWh | 0
Combined Margin | Unit
Weight OM | % | 50%
Weight BM | % | 50%
Conversion Factors | Unit
Energy | kJ /kcal | 4.1868
| MJ /kWh | 3.6
Oil
Specific Emission | gCO2 /ml | 2.9613

## Transfers
ELECTRICITY TRANSFERS
(Net, in GWh)
How to read:
– "From Northern to Eastern: -438.6" = "Northern grid IMPORTED 438.6 GWh from Eastern grid".
– "From Northern to Southern: 83.8" = "Northern grid EXPORTED 83.8 GWh to Eastern grid".
– "Northern Net Imports -56.4" = "Northern grid made net EXPORT of 56.4 GWh"
– "Northern Total Imports 438.6" = "Northern grid made total IMPORT of 438.6 GWh (before deducting exports)"
Year 2000-2001
From To | Northern | Eastern | Southern | Western | North-Eastern | Bhutan | Nepal
Northern |  | 0 | 83.75 | 524.23 | 0 | 0 | 62.69
Eastern | 0 |  | 875.61 | 0 | 0 | -1390.37 | 25.5
Southern | -83.75 | -875.61 |  | -202.99 | 0 | 0 | 0
Western | -524.2 | 0 | 202.99 |  | 0 | 0 | 0
North-Eastern | 0 | 0 | 0 | 0 |  | 0 | 0
Bhutan | 0 | 1390.37 | 0 | 0 | 0 |  | 0
Nepal | -62.7 | -25.5 | 0 | 0 | 0 | 0
Net imports | -670.65 | 489.26 | 1162.35 | 321.24 | 0 | -1390.37 | 88.19
Total Imports | 0 | 1390.37 | 1162.35 | 524.23 | 0 | 0 | 88.19
Year 2001-2002
From To | Northern | Eastern | Southern | Western | North-Eastern | Bhutan | Nepal
Northern |  | 0 | 16 | 387.97 | 0 | 0 | 47.29
Eastern | 0 |  | 778.53 | 0 | 0 | -1423.3 | 90.18
Southern | -16 | -778.5 |  | -562.11 | 0 | 0 | 0
Western | -387.97 | 0 | 562.11 |  | 0 | 0 | 0
North-Eastern | 0 | 0 | 0 | 0 |  | 0 | 0
Bhutan | 0 | 1423.3 | 0 | 0 | 0 |  | 0
Nepal | -47.29 | -90.18 | 0 | 0 | 0 | 0
Net imports | -451.26 | 554.62 | 1356.64 | -174.14 | 0 | -1423.3 | 137.47
Total Imports | 0 | 1423.3 | 1356.64 | 387.97 | 0 | 0 | 137.47
Year 2002-2003
From To | Northern | Eastern | Southern | Western | North-Eastern | Bhutan | Nepal
Northern |  | -827 | 0 | 1081.2 | 0 | 0 | 72.95
Eastern | 827 |  | -23.64 | 257.2 | 0 | -1519.58 | 102.03
Southern | 0 | 23.64 |  | -541.33 | 0 | 0 | 0
Western | -1081.2 | -257.2 | 541.33 |  | 0 | 0 | 0
North-Eastern | 0 | 0 | 0 | 0 |  | 0 | 0
Bhutan | 0 | 1519.58 | 0 | 0 | 0 |  | 0
Nepal | -72.95 | -102.03 | 0 | 0 | 0 | 0
Net imports | -327.15 | 356.99 | 517.69 | 797.07 | 0 | -1519.58 | 174.98
Total Imports | 827 | 1543.22 | 541.33 | 1338.4 | 0 | 0 | 174.98
Year 2003-2004
From To | Northern | Eastern | Southern | Western | North-Eastern | Bhutan | Nepal
Northern |  | -116.48 | 13.21 | 962.39 | 0 | 0 | 58.38
Eastern | 116.5 |  | -56.65 | 0 | 0 | -1748.4 | 0
Southern | -13.21 | 56.65 |  | 0 | 0 | 0 | 0
Western | -962.4 | 0 | 0 |  | 0 | 0 | 0
North-Eastern | 0 | 0 | 0 | 0 |  | 0 | 0
Bhutan | 0 | 1748.4 | 0 | 0 | 0 |  | 0
Nepal | -58.38 | 0 | 0 | 0 | 0 | 0
Net imports | -917.49 | 1688.57 | -43.44 | 962.39 | 0 | -1748.4 | 58.38
Total Imports | 116.5 | 1805.05 | 13.21 | 962.39 | 0 | 0 | 58.38
Year 2004-2005
From To | Northern | Eastern | Southern | Western | North-Eastern | Bhutan | Nepal
Northern |  | -3042.6 | -120.4 | -320.4 | 172.5 | 0 | 40.16
Eastern | 3042.59 |  | 286.2 | 120.41 | 2105.64 | -1735.1 | 0
Southern | 120.41 | -286.2 |  | 305.26 | 0 | 0 | 0
Western | 320.35 | -120.41 | -305.3 |  | -179.5 | 0 | 0
North-Eastern | 172.49 | -2105.6 | 0 | 179.52 |  | 0 | 0
Bhutan | 0 | 1735.05 | 0 | 0 | 0 |  | 0
Nepal | -40.16 | 0 | 0 | 0 | 0 | 0
Net imports | 3615.68 | -3819.76 | -139.5 | 284.79 | 2098.64 | -1735.1 | 40.16
Total Imports | 3655.84 | 1735.05 | 286.2 | 605.19 | 2278.14 | 0 | 40.16
Year 2005-2006
From To | Northern | Eastern | Southern | Western | North-Eastern | Bhutan | Nepal
Northern |  | -4260.34 | 0 | -1558.58 | 0 | 0 | 71.26
Eastern | 4260.34 |  | 99.81 | 10142 | -818 | -1762.7 | 137.71
Southern | 0 | -99.8 |  | 3398.76 | 0 | 0 | 0
Western | 1558.58 | -10142 | -3398.76 |  | 0 | 0 | 0
North-Eastern | 0 | 818.03 | 0 | 0 |  | 0 | 0
Bhutan | 0 | 1762.73 | 0 | 0 | 0 |  | 0
Nepal | -71.3 | -137.7 | 0 | 0 | 0 | 0
Net imports | 5747.62 | -12059.08 | -3298.95 | 11982.18 | -818 | -1762.7 | 208.97
Total Imports | 5818.92 | 2580.76 | 99.81 | 13540.76 | 0 | 0 | 208.97
Year 2006-2007 (Provisional)
From To | Northern | Eastern | Southern | Western | North-Eastern | Bhutan | Nepal
Northern |  | -6477.27 | 0 | -196.28 | 0 | 0 | 61.9
Eastern | 6477.27 |  | 1551.69 | 6741.2 | 92.06 | -2957.35 | 145.55
Southern | 0 | -1551.69 |  | 3928.21 | 0 | 0 | 0
Western | 196.28 | -6741.2 | -3928.21 |  | 0 | 0 | 0
North-Eastern | 0 | -92.06 | 0 | 0 |  | 0 | 0
Bhutan | 0 | 2957.4 | 0 | 0 | 0 |  | 0
Nepal | -61.9 | -145.55 | 0 | 0 | 0 | 0
Net imports | 6611.65 | -12050.37 | -2376.52 | 10473.13 | 92.06 | -2957.35 | 207.45
Total Imports | 6673.55 | 2957.4 | 1551.69 | 10669.41 | 92.06 | 0 | 207.45